## unitdata
Country | Generator_ID | unit_name_prefix | Scenario | Year | capacity_input1 | node_suffix_input1 | capacity_output1 | node_suffix_output1 | capacity_output2 | node_suffix_output2 | cb | cv | Note | method
PL00 | Hard coal old 1 |  | all | 2030 |  |  | -5544.3547 | [5 empty] | Reducing ENTSO‑E coal condensing capacity to offset added coal CHP electricity output | add-non-negative
PL00 | Gas CCGT new |  | all | 2030 |  |  | -6934.6427 | [5 empty] | Reducing ENTSO‑E gas condensing capacity to offset added gas CHP electricity output | add-non-negative
PL00 | Lignite old 1 |  | all | 2030 |  |  | -1110.3194 | [5 empty] | Reducing ENTSO‑E coal condensing capacity to offset added bio CHP electricity output | add-non-negative
PL00 | Hard coal old 2 |  | all | 2040 |  |  | -2172 | [5 empty] | Reducing ENTSO‑E coal condensing capacity to offset added coal CHP electricity output | add-non-negative
PL00 | Hard coal old 1 |  | all | 2040 |  |  | -1193.0715 | [5 empty] | Reducing ENTSO‑E coal condensing capacity to offset added coal CHP electricity output | add-non-negative
PL00 | Gas CCGT new |  | all | 2040 |  |  | -8865.1783 | [5 empty] | Reducing ENTSO‑E gas condensing capacity to offset added gas CHP electricity output | add-non-negative
PL00 | Hard coal new |  | all | 2040 |  |  | -1912.0092 | [5 empty] | Reducing ENTSO‑E coal condensing capacity to offset added bio CHP electricity output | add-non-negative
PL00 | Lignite old 1 |  | all | 2040 |  |  | -237 | [5 empty] | Reducing ENTSO‑E coal condensing capacity to offset added bio CHP electricity output | add-non-negative
PL00 | Lignite old 2 |  | all | 2040 |  |  | -446 | [5 empty] | Reducing ENTSO‑E coal condensing capacity to offset added bio CHP electricity output | add-non-negative
PL00 | Coal CHP |  | all | 2040 |  |  | 3365.0715 |  | 7477.9366 |  | 0.45
PL00 | Gas CCGT CHP |  | all | 2040 |  |  | 8865.1783 |  | 8865.1783 |  | 1
PL00 | Bio CHP |  | all | 2040 |  |  | 1912.0092 |  | 3824.0183 |  | 0.5
PL00 | Waste CHP |  | all | 2040 |  |  | 188.9695 |  | 472.4237 |  | 0.4
PL00 | Coal CHP |  | all | 2035 |  |  | 4454.7131 |  | 9899.3624 |  | 0.45
PL00 | Gas CCGT CHP |  | all | 2035 |  |  | 7899.9105 |  | 7899.9105 |  | 1
PL00 | Bio CHP |  | all | 2035 |  |  | 1511.1643 |  | 3022.3285 |  | 0.5
PL00 | Waste CHP |  | all | 2035 |  |  | 185.9742 |  | 464.9354 |  | 0.4
PL00 | Coal CHP |  | all | 2030 |  |  | 5544.3547 |  | 12320.7882 |  | 0.45
PL00 | Gas CCGT CHP |  | all | 2030 |  |  | 6934.6427 |  | 6934.6427 |  | 1
PL00 | Bio CHP |  | all | 2030 |  |  | 1110.3194 |  | 2220.6387 |  | 0.5
PL00 | Waste CHP |  | all | 2030 |  |  | 182.9789 |  | 457.4472 |  | 0.4
PL00 | Coal CHP |  | all | 2025 |  |  | 6633.9963 |  | 14742.2139 |  | 0.45
PL00 | Gas CCGT CHP |  | all | 2025 |  |  | 5969.3749 |  | 5969.3749 |  | 1
PL00 | Bio CHP |  | all | 2025 |  |  | 709.4745 |  | 1418.9489 |  | 0.5
PL00 | Waste CHP |  | all | 2025 |  |  | 179.9836 |  | 449.959 |  | 0.4
PL00 | Coal CHP |  | all | 2020 |  |  | 8813.2794 |  | 19585.0654 |  | 0.45
PL00 | Gas CCGT CHP |  | all | 2020 |  |  | 5004.1071 |  | 5004.1071 |  | 1
PL00 | Bio CHP |  | all | 2020 |  |  | 629.3055 |  | 1258.611 |  | 0.5
PL00 | Waste CHP |  | all | 2020 |  |  | 176.9883 |  | 442.4707 |  | 0.4
PL00 | Coal CHP |  | all | 2015 |  |  | 10992.5626 |  | 24427.917 |  | 0.45
PL00 | Gas CCGT CHP |  | all | 2015 |  |  | 4038.8392 |  | 4038.8392 |  | 1
PL00 | Bio CHP |  | all | 2015 |  |  | 549.1365 |  | 1098.273 |  | 0.5
PL00 | Waste CHP |  | all | 2015 |  |  | 173.993 |  | 434.9825 |  | 0.4
PL00 | Coal HOB |  | all | 2040 |  |  | 7586.634
PL00 | Oil HOB |  | all | 2040 |  |  | 2987.8458
PL00 | Gas HOB |  | all | 2040 |  |  | 6764.869
PL00 | Bio HOB |  | all | 2040 |  |  | 6435.8801
PL00 | Coal HOB |  | all | 2035 |  |  | 9403.3363
PL00 | Oil HOB |  | all | 2035 |  |  | 2379.2286
PL00 | Gas HOB |  | all | 2035 |  |  | 5792.8295
PL00 | Bio HOB |  | all | 2035 |  |  | 5136.4753
PL00 | Coal HOB |  | all | 2030 |  |  | 11220.0387
PL00 | Oil HOB |  | all | 2030 |  |  | 1770.6114
PL00 | Gas HOB |  | all | 2030 |  |  | 4820.7899
PL00 | Bio HOB |  | all | 2030 |  |  | 3837.0706
PL00 | Coal HOB |  | all | 2025 |  |  | 13036.741
PL00 | Oil HOB |  | all | 2025 |  |  | 1161.9943
PL00 | Gas HOB |  | all | 2025 |  |  | 3848.7503
PL00 | Bio HOB |  | all | 2025 |  |  | 2537.6659
PL00 | Coal HOB |  | all | 2020 |  |  | 14853.4434
PL00 | Oil HOB |  | all | 2020 |  |  | 553.3771
PL00 | Gas HOB |  | all | 2020 |  |  | 2876.7107
PL00 | Bio HOB |  | all | 2020 |  |  | 1238.2612
PL00 | Coal HOB |  | all | 2015 |  |  | 16670.1457
PL00 | Oil HOB |  | all | 2015 |  |  | -55.2401
PL00 | Gas HOB |  | all | 2015 |  |  | 1904.6711
PL00 | Bio HOB |  | all | 2015 |  |  | 0
PL00 | Coal CHP extraction |  | all | 1 |  |  | 166.5 |  | 287.069 |  | 0.45 | -0.13
PL00 | Gas CHP extraction |  | all | 1 |  |  | 166.5 |  | 147.3451 |  | 1 | -0.13
PL00 | Bio CHP extraction |  | all | 1 |  |  | 166.5 |  | 264.2857 |  | 0.5 | -0.13
DE00 | Coal CHP |  | all | 2015 |  |  | 4992.2703 |  | 11093.9341 |  | 0.45
DE00 | Gas CCGT CHP |  | all | 2015 |  |  | 9358.3496 |  | 9358.3496 |  | 1
DE00 | Bio CHP |  | all | 2015 |  |  | 809.3731 |  | 1618.7462 |  | 0.5
DE00 | Waste CHP |  | all | 2015 |  |  | 483.6157 |  | 1209.0393 |  | 0.4
DE00 | Coal HOB |  | all | 2015 |  |  | 3991.1209
DE00 | Oil HOB |  | all | 2015 |  |  | 7497.8967
DE00 | Gas HOB |  | all | 2015 |  |  | 623.4966
DE00 | Bio HOB |  | all | 2015 |  |  | 273.892
DE00 | Coal CHP |  | all | 2020 |  |  | 3397.4675 |  | 7549.9277 |  | 0.45
DE00 | Gas CCGT CHP |  | all | 2020 |  |  | 8626.1985 |  | 8626.1985 |  | 1
DE00 | Bio CHP |  | all | 2020 |  |  | 834.3002 |  | 1668.6004 |  | 0.5
DE00 | Waste CHP |  | all | 2020 |  |  | 431.527 |  | 1078.8174 |  | 0.4
DE00 | Coal HOB |  | all | 2020 |  |  | 3158.7384
DE00 | Oil HOB |  | all | 2020 |  |  | 8072.0305
DE00 | Gas HOB |  | all | 2020 |  |  | 750.296
DE00 | Bio HOB |  | all | 2020 |  |  | 283.9758
DE00 | Coal CHP |  | all | 2025 |  |  | 1802.6646 |  | 4005.9213 |  | 0.45
DE00 | Gas CCGT CHP |  | all | 2025 |  |  | 7894.0474 |  | 7894.0474 |  | 1
DE00 | Bio CHP |  | all | 2025 |  |  | 859.2273 |  | 1718.4546 |  | 0.5
DE00 | Waste CHP |  | all | 2025 |  |  | 379.4382 |  | 948.5954 |  | 0.4
DE00 | Coal HOB |  | all | 2025 |  |  | 2326.3559
DE00 | Oil HOB |  | all | 2025 |  |  | 8646.1643
DE00 | Gas HOB |  | all | 2025 |  |  | 877.0954
DE00 | Bio HOB |  | all | 2025 |  |  | 294.0596
DE00 | Coal CHP |  | all | 2030 |  |  | 1324.2237 |  | 2942.7194 |  | 0.45
DE00 | Gas CCGT CHP |  | all | 2030 |  |  | 7161.8963 |  | 7161.8963 |  | 1
DE00 | Bio CHP |  | all | 2030 |  |  | 1108.4984 |  | 2216.9967 |  | 0.5
DE00 | Waste CHP |  | all | 2030 |  |  | 327.3494 |  | 818.3735 |  | 0.4
DE00 | Coal HOB |  | all | 2030 |  |  | 2076.6411
DE00 | Oil HOB |  | all | 2030 |  |  | 9220.2981
DE00 | Gas HOB |  | all | 2030 |  |  | 1003.8947
DE00 | Bio HOB |  | all | 2030 |  |  | 304.1434
DE00 | Coal CHP |  | all | 2035 |  |  | 845.7829 |  | 1879.5175 |  | 0.45
DE00 | Gas CCGT CHP |  | all | 2035 |  |  | 6429.7452 |  | 6429.7452 |  | 1
DE00 | Bio CHP |  | all | 2035 |  |  | 1357.7694 |  | 2715.5389 |  | 0.5
DE00 | Waste CHP |  | all | 2035 |  |  | 275.2606 |  | 688.1516 |  | 0.4
DE00 | Coal HOB |  | all | 2035 |  |  | 1826.9264
DE00 | Oil HOB |  | all | 2035 |  |  | 9794.4319
DE00 | Gas HOB |  | all | 2035 |  |  | 1130.6941
DE00 | Bio HOB |  | all | 2035 |  |  | 314.2272
DE00 | Coal CHP |  | all | 2040 |  |  | 367.342 |  | 816.3156 |  | 0.45
DE00 | Gas CCGT CHP |  | all | 2040 |  |  | 5697.5941 |  | 5697.5941 |  | 1
DE00 | Bio CHP |  | all | 2040 |  |  | 1607.0405 |  | 3214.081 |  | 0.5
DE00 | Waste CHP |  | all | 2040 |  |  | 223.1718 |  | 557.9296 |  | 0.4
DE00 | Coal HOB |  | all | 2040 |  |  | 1577.2116
DE00 | Oil HOB |  | all | 2040 |  |  | 10368.5657
DE00 | Gas HOB |  | all | 2040 |  |  | 1257.4935
DE00 | Bio HOB |  | all | 2040 |  |  | 324.311
DE00 | Gas conventional old 2 |  | all | 2040 |  |  | -367.342 | [5 empty] | Reducing ENTSO‑E coal condensing capacity to offset added coal CHP electricity output | add-non-negative
DE00 | Gas CCGT present 2 |  | all | 2040 |  |  | -5697.5941 | [5 empty] | Reducing ENTSO‑E gas condensing capacity to offset added gas CHP electricity output | add-non-negative
DE00 | Gas CCGT present 2 |  | all | 2040 |  |  | -1607.0405 | [5 empty] | Reducing ENTSO‑E coal condensing capacity to offset added bio CHP electricity output | add-non-negative
DE00 | Gas conventional old 2 |  | all | 2030 |  |  | -1324.2237 | [5 empty] | Reducing ENTSO‑E coal condensing capacity to offset added coal CHP electricity output | add-non-negative
DE00 | Gas CCGT present 2 |  | all | 2030 |  |  | -7161.8963 | [5 empty] | Reducing ENTSO‑E coal condensing capacity to offset added coal CHP electricity output | add-non-negative
DE00 | Gas CCGT present 2 |  | all | 2030 |  |  | -1108.4984 | [5 empty] | Reducing ENTSO‑E gas condensing capacity to offset added gas CHP electricity output | add-non-negative
DE00 | Electric boiler |  | all | 2020 |  |  | 687
DE00 | Solar Thermal |  | all | 2020 |  |  | 45.5
DE00 | Ground source heat pump |  | all | 2020 |  |  | 703
DE00 | Heat storage discharger |  | all | 2020 |  |  | 3640.6
DE00 | Heat storage charger |  | all | 2020 |  |  | 3640.6
DE00 | Electric boiler |  | all | 2025 |  |  | 687
DE00 | Solar Thermal |  | all | 2025 |  |  | 45.5
DE00 | Ground source heat pump |  | all | 2025 |  |  | 703
DE00 | Heat storage discharger |  | all | 2025 |  |  | 3640.6
DE00 | Heat storage charger |  | all | 2025 |  |  | 3640.6
DE00 | Electric boiler |  | all | 2030 |  |  | 735.9
DE00 | Solar Thermal |  | all | 2030 |  |  | 56.15
DE00 | Ground source heat pump |  | all | 2030 |  |  | 770.2
DE00 | Heat storage discharger |  | all | 2030 |  |  | 3701.44
DE00 | Heat storage charger |  | all | 2030 |  |  | 3701.44
DE00 | Electric boiler |  | all | 2035 |  |  | 784.8
DE00 | Solar Thermal |  | all | 2035 |  |  | 66.8
DE00 | Ground source heat pump |  | all | 2035 |  |  | 837.4
DE00 | Heat storage discharger |  | all | 2035 |  |  | 3762.28
DE00 | Heat storage charger |  | all | 2035 |  |  | 3762.28
DE00 | Electric boiler |  | all | 2040 |  |  | 833.7
DE00 | Solar Thermal |  | all | 2040 |  |  | 77.45
DE00 | Ground source heat pump |  | all | 2040 |  |  | 904.6
DE00 | Heat storage discharger |  | all | 2040 |  |  | 3823.12
DE00 | Heat storage charger |  | all | 2040 |  |  | 3823.12
DE00 | Coal CHP extraction |  | all | 1 |  |  | 333 |  | 574.1379 |  | 0.45 | -0.13
DE00 | Gas CHP extraction |  | all | 1 |  |  | 333 |  | 294.6903 |  | 1 | -0.13
DE00 | Bio CHP extraction |  | all | 1 |  |  | 333 |  | 528.5714 |  | 0.5 | -0.13
AT00 | Coal CHP |  | all | 2015 |  |  | 143.158 |  | 318.1289 |  | 0.45
AT00 | Gas CCGT CHP |  | all | 2015 |  |  | 1552.9431 |  | 1552.9431 |  | 1
AT00 | Waste CHP |  | all | 2015 |  |  | 54.2066 |  | 108.4133 |  | 0.5
AT00 | Bio CHP |  | all | 2015 |  |  | 150.5335 |  | 376.3338 |  | 0.4
AT00 | Coal CHP |  | all | 2020 |  |  | 78.0875 |  | 173.5279 |  | 0.45
AT00 | Gas CCGT CHP |  | all | 2020 |  |  | 1540.7457 |  | 1540.7457 |  | 1
AT00 | Waste CHP |  | all | 2020 |  |  | 58.4705 |  | 116.941 |  | 0.5
AT00 | Bio CHP |  | all | 2020 |  |  | 149.5062 |  | 373.7654 |  | 0.4
AT00 | Coal CHP |  | all | 2025 |  |  | 13.0171 |  | 28.9269 |  | 0.45
AT00 | Gas CCGT CHP |  | all | 2025 |  |  | 1528.5484 |  | 1528.5484 |  | 1
AT00 | Waste CHP |  | all | 2025 |  |  | 62.7344 |  | 125.4687 |  | 0.5
AT00 | Bio CHP |  | all | 2025 |  |  | 148.4788 |  | 371.197 |  | 0.4
AT00 | Coal CHP |  | all | 0 |  |  | 0 |  | 0 |  | 0.45
AT00 | Gas CCGT CHP |  | all | 2030 |  |  | 1443.1671 |  | 1443.1671 |  | 1
AT00 | Waste CHP |  | all | 2030 |  |  | 66.9982 |  | 133.9964 |  | 0.5
AT00 | Bio CHP |  | all | 2030 |  |  | 221.4 |  | 553.5001 |  | 0.4
AT00 | Coal CHP |  | all | 0 |  |  | 0 |  | 0 |  | 0.45
AT00 | Gas CCGT CHP |  | all | 2035 |  |  | 1357.7859 |  | 1357.7859 |  | 1
AT00 | Waste CHP |  | all | 2035 |  |  | 71.2621 |  | 142.5241 |  | 0.5
AT00 | Bio CHP |  | all | 2035 |  |  | 294.3213 |  | 735.8031 |  | 0.4
AT00 | Coal CHP |  | all | 0 |  |  | 0 |  | 0 |  | 0.45
AT00 | Gas CCGT CHP |  | all | 2040 |  |  | 1272.4046 |  | 1272.4046 |  | 1
AT00 | Waste CHP |  | all | 2040 |  |  | 75.5259 |  | 151.0518 |  | 0.5
AT00 | Bio CHP |  | all | 2040 |  |  | 367.2425 |  | 918.1062 |  | 0.4
AT00 | Gas CHP extraction |  | all | 1 |  |  | 100 |  | 88.4956 |  | 1 | -0.13
AT00 | Bio CHP extraction |  | all | 1 |  |  | 100 |  | 158.7302 |  | 0.5 | -0.13
AT00 | Gas CCGT old 1 |  | all | 2030 |  |  | -356.503 | [6 empty] | add-non-negative
AT00 | Gas CCGT old 2 |  | all | 2030 |  |  | -220.002 | [6 empty] | add-non-negative
AT00 | Gas CCGT present 2 |  | all | 2030 |  |  | -966.6621 | [6 empty] | add-non-negative
AT00 | Gas conventional old 1 |  | all | 2030 |  |  | -166.9982 | [6 empty] | add-non-negative
AT00 | Gas CCGT present 1 |  | all | 2030 |  |  | -221.4 | [6 empty] | add-non-negative
AT00 | Oil HOB |  | all | 2015 |  |  | 621.8754
AT00 | Gas HOB |  | all | 2015 |  |  | 5299.7171
AT00 | Waste HOB |  | all | 2015 |  |  | 44.244
AT00 | Bio HOB |  | all | 2015 |  |  | 1285.6193
AT00 | Oil HOB |  | all | 2020 |  |  | 561.7384
AT00 | Gas HOB |  | all | 2020 |  |  | 4166.7473
AT00 | Waste HOB |  | all | 2020 |  |  | 42.9325
AT00 | Bio HOB |  | all | 2020 |  |  | 1538.9154
AT00 | Oil HOB |  | all | 2025 |  |  | 501.6014
AT00 | Gas HOB |  | all | 2025 |  |  | 3033.7776
AT00 | Waste HOB |  | all | 2025 |  |  | 41.621
AT00 | Bio HOB |  | all | 2025 |  |  | 1792.2115
AT00 | Oil HOB |  | all | 2030 |  |  | 441.4644
AT00 | Gas HOB |  | all | 2030 |  |  | 2794.8552
AT00 | Waste HOB |  | all | 2030 |  |  | 40.3095
AT00 | Bio HOB |  | all | 2030 |  |  | 2045.5076
AT00 | Oil HOB |  | all | 2035 |  |  | 381.3273
AT00 | Gas HOB |  | all | 2035 |  |  | 2555.9329
AT00 | Waste HOB |  | all | 2035 |  |  | 38.998
AT00 | Bio HOB |  | all | 2035 |  |  | 2298.8037
AT00 | Oil HOB |  | all | 2040 |  |  | 321.1903
AT00 | Gas HOB |  | all | 2040 |  |  | 2317.0105
AT00 | Waste HOB |  | all | 2040 |  |  | 37.6865
AT00 | Bio HOB |  | all | 2040 |  |  | 2552.0998
AT00 | Ground source heat pump |  | all | 2015 |  |  | 106.941
AT00 | Ground source heat pump |  | all | 2020 |  |  | 117.479
AT00 | Ground source heat pump |  | all | 2025 |  |  | 128.0171
AT00 | Ground source heat pump |  | all | 2030 |  |  | 163.7841
AT00 | Ground source heat pump |  | all | 2035 |  |  | 208.63
AT00 | Ground source heat pump |  | all | 2040 |  |  | 253.476
AT00 | Heat storage discharger |  | all | 2015 |  |  | 600
AT00 | Heat storage charger |  | all | 2015 |  |  | 600
AT00 | Heat storage discharger |  | all | 2020 |  |  | 750
AT00 | Heat storage charger |  | all | 2020 |  |  | 750
AT00 | Heat storage discharger |  | all | 2025 |  |  | 900
AT00 | Heat storage charger |  | all | 2025 |  |  | 900
AT00 | Heat storage discharger |  | all | 2030 |  |  | 1050
AT00 | Heat storage charger |  | all | 2030 |  |  | 1050
AT00 | Heat storage discharger |  | all | 2035 |  |  | 1200
AT00 | Heat storage charger |  | all | 2035 |  |  | 1200
AT00 | Heat storage discharger |  | all | 2040 |  |  | 1350
AT00 | Heat storage charger |  | all | 2040 |  |  | 1350

## PL00
Country | Generator_ID | unit_name_prefix | Scenario | Year | capacity_input1 | node_suffix_input1 | capacity_output1 | node_suffix_output1 | capacity_output2 | node_suffix_output2 | cb | cv | Note | method | ## | ## | ## | ## | ## | ## | ## | ## | ## | ## | ## | ## | ## | ## | ## | ## | ## | ## | ## | ## | ## | ## | ## | ## | ## | ## | ## | ## | ## | ## | ## | ## | ## | ## | ## | ## | ## | ## | ## | ## | ## | ## | ## | ## | ## | ## | ## | ## | ##
PL00 | Hard coal old 1 |  | all | 2030 |  |  | -5544.3547 | [5 empty] | Reducing ENTSO‑E coal condensing capacity to offset added coal CHP electricity output | add-non-negative
PL00 | Gas CCGT new |  | all | 2030 |  |  | -6934.6427 | [5 empty] | Reducing ENTSO‑E gas condensing capacity to offset added gas CHP electricity output | add-non-negative
PL00 | Lignite old 1 |  | all | 2030 |  |  | -1110.3194 | [5 empty] | Reducing ENTSO‑E coal condensing capacity to offset added bio CHP electricity output | add-non-negative
PL00 | Hard coal old 2 |  | all | 2040 |  |  | -2172 | [5 empty] | Reducing ENTSO‑E coal condensing capacity to offset added coal CHP electricity output | add-non-negative
PL00 | Hard coal old 1 |  | all | 2040 |  |  | -1193.0715 | [5 empty] | Reducing ENTSO‑E coal condensing capacity to offset added coal CHP electricity output | add-non-negative |  | Current (national trends)
PL00 | Gas CCGT new |  | all | 2040 |  |  | -8865.1783 | [5 empty] | Reducing ENTSO‑E gas condensing capacity to offset added gas CHP electricity output | add-non-negative |  | grid | node | unit | input_output | isActive | capacity | [5 empty] | https://iea.blob.core.windows.net/assets/b9ea5a7d-3e41-4318-a69e-f7d456ebb118/Poland2022.pdf
PL00 | Hard coal new |  | all | 2040 |  |  | -1912.0092 | [5 empty] | Reducing ENTSO‑E coal condensing capacity to offset added bio CHP electricity output | add-non-negative |  | dheat | PL00_dheat | PL00_CCGTCHPgas | output | 1 | 960 | [5 empty] | "In 2019, co-generation accounted for 17% of electricity generation and 65% of district heating supply."
PL00 | Lignite old 1 |  | all | 2040 |  |  | -237 | [5 empty] | Reducing ENTSO‑E coal condensing capacity to offset added bio CHP electricity output | add-non-negative |  | dheat | PL00_dheat | PL00_CHPcoal | output | 1 | 10650 | [5 empty] | https://polandinsight.com/ptec-district-heating-transformation-could-cost-up-to-pln-466-billion-by-2050/
PL00 | Lignite old 2 |  | all | 2040 |  |  | -446 | [5 empty] | Reducing ENTSO‑E coal condensing capacity to offset added bio CHP electricity output | add-non-negative |  | dheat | PL00_dheat | PL00_HeatstorCharger | input | 1 | 2141.4141 | [5 empty] | “According to data from the Energy Regulatory Office, more than 60 percent of the generation mix in heating still comes from coal. By comparison, gas or renewable energy sources each account for around 10 percent, so the disparity is significant,” said Monika Gruźlewska, director of the Polish District Heating Association, in an interview with Newseria.
PL00 | Coal CHP |  | all | 2040 |  |  | 3365.0715 |  | 7477.9366 |  | 0.45 |  |  |  |  | dheat | PL00_dheat | PL00_HeatstorDischarger | output | 1 | 2120
PL00 | Gas CCGT CHP |  | all | 2040 |  |  | 8865.1783 |  | 8865.1783 |  | 1 |  |  |  |  | dheat | PL00_dheat | PL00_HOBgas | output | 1 | 11000
PL00 | Bio CHP |  | all | 2040 |  |  | 1912.0092 |  | 3824.0183 |  | 0.5 |  |  |  |  | dheat | PL00_dheat | PL00_HOBoil | output | 1 | 22000
PL00 | Waste CHP |  | all | 2040 |  |  | 188.9695 |  | 472.4237 |  | 0.4 | [9 empty] | 44610
PL00 | Coal CHP |  | all | 2035 |  |  | 4454.7131 |  | 9899.3624 |  | 0.45
PL00 | Gas CCGT CHP |  | all | 2035 |  |  | 7899.9105 |  | 7899.9105 |  | 1
PL00 | Bio CHP |  | all | 2035 |  |  | 1511.1643 |  | 3022.3285 |  | 0.5
PL00 | Waste CHP |  | all | 2035 |  |  | 185.9742 |  | 464.9354 |  | 0.4
PL00 | Coal CHP |  | all | 2030 |  |  | 5544.3547 |  | 12320.7882 |  | 0.45
PL00 | Gas CCGT CHP |  | all | 2030 |  |  | 6934.6427 |  | 6934.6427 |  | 1
PL00 | Bio CHP |  | all | 2030 |  |  | 1110.3194 |  | 2220.6387 |  | 0.5
PL00 | Waste CHP |  | all | 2030 |  |  | 182.9789 |  | 457.4472 |  | 0.4 | [15 empty] | Kapasiteetit vuosille 2015, 2020, 2025, 2030 (min), 2035 ja 2040 (max)
PL00 | Coal CHP |  | all | 2025 |  |  | 6633.9963 |  | 14742.2139 |  | 0.45
PL00 | Gas CCGT CHP |  | all | 2025 |  |  | 5969.3749 |  | 5969.3749 |  | 1 | [15 empty] | DH demand (produced heat) | [32 empty] | sorting
PL00 | Bio CHP |  | all | 2025 |  |  | 709.4745 |  | 1418.9489 |  | 0.5 | [15 empty] | year | 2012 | 2013 | 2014 | 2015 | 2016 | 2017 | 2018 | 2019 | 2020 | 2021 | 2022 | 2023 | 2024 | [19 empty] | 7765.0056
PL00 | Waste CHP |  | all | 2025 |  |  | 179.9836 |  | 449.959 |  | 0.4 | [15 empty] | TJ | 399674 | 395035.1 | 360210.6 | 359551.6 | 383783 | 395596.9 | 376010.2 | 365629 | 358710 | 390579.9 | 370611.3 | 346087 | 335486.9 | [19 empty] | 9012.5234
PL00 | Coal CHP |  | all | 2020 |  |  | 8813.2794 |  | 19585.0654 |  | 0.45 | [15 empty] | GWh | 111020.5524 | 109731.9691 | 100058.4972 | 99875.4416 | 106606.3859 | 109888.0247 | 104447.2749 | 101563.6083 | 99641.6639 | 108494.4136 | 102947.5805 | 96135.2751 | 93190.8029 | [19 empty] | 4088.304
PL00 | Gas CCGT CHP |  | all | 2020 |  |  | 5004.1071 |  | 5004.1071 |  | 1 | [30 empty] | Based on data | [17 empty] | 472.4237
PL00 | Bio CHP |  | all | 2020 |  |  | 629.3055 |  | 1258.611 |  | 0.5 | [30 empty] | CHP |  | Coal | Oil | Gas | Bio | Waste | Others | HOB | Coal | Oil | Gas | Bio | Waste | Others | Total CHP + HOB cap [MW] |  |  | 10186.4314
PL00 | Waste CHP |  | all | 2020 |  |  | 176.9883 |  | 442.4707 |  | 0.4 | [16 empty] | 2016: 106.6064; 2017: 109.888; 2020: 99.6417; 2021: 108.4944; 2022: 102.9476; 2023: 96.1353; 2024: 93.1908 |  | Trend | 2040 | 596.7598 | 1892.988 | 7215.5669 | 2260.28 | 568.4551 | -480.1573 |  | 7225.7206 | 2626.9324 | 6403.9557 | 6074.9667 | 0 | 1443.6535 | 35829.1214 |  |  | 8047.2556
PL00 | Coal CHP |  | all | 2015 |  |  | 10992.5626 |  | 24427.917 |  | 0.45 | [16 empty] | 2016: 121.4234; 2017: 122.0674; 2020: 117.0617; 2021: 108.5031; 2023: 115.3391; 2024: 111.0424 |  |  | 2035 | 5361.1266 | 1813.3811 | 6251.4213 | 2021.4574 | 482.4822 | -87.7339 |  | 9099.6525 | 2075.5448 | 5489.1457 | 4832.7915 | 0 | 1214.7352 | 38554.0044 |  |  | 3286.6142
PL00 | Gas CCGT CHP |  | all | 2015 |  |  | 4038.8392 |  | 4038.8392 |  | 1 | [31 empty] | 2030 | 10125.4935 | 1733.7743 | 5287.2756 | 1782.6347 | 396.5093 | 304.6894 |  | 10973.5844 | 1524.1572 | 4574.3357 | 3590.6164 | 0 | 985.8169 | 41278.8875 |  |  | 464.9354
PL00 | Bio CHP |  | all | 2015 |  |  | 549.1365 |  | 1098.273 |  | 0.5 | [31 empty] | 2025 | 14889.8603 | 1654.1675 | 4323.13 | 1543.8121 | 310.5364 | 697.1128 |  | 12847.5164 | 972.7696 | 3659.5257 | 2348.4412 | 0 | 756.8986 | 44003.7706 |  |  | 12607.8571
PL00 | Waste CHP |  | all | 2015 |  |  | 173.993 |  | 434.9825 |  | 0.4 | [11 empty] | https://www.ure.gov.pl/pl/cieplo/energetyka-cieplna-w-l (2015 and below data N/A) | [19 empty] | 2020 | 19654.2272 | 1574.5606 | 3358.9843 | 1304.9894 | 224.5635 | 1089.5362 |  | 14721.4483 | 421.382 | 2744.7157 | 1106.2661 | 0 | 527.9803 | 46728.6536 |  |  | 7081.9878
PL00 | Coal HOB |  | all | 2040 |  |  | 7586.634 | [15 empty] | DATA | [19 empty] | 2015 | 24418.594 | 1494.9538 | 2394.8387 | 1066.1668 | 138.5906 | 1481.9596 |  | 16595.3802 | -130.0056 | 1829.9056 | -135.9091 | 0 | 299.062 | 49453.5367 |  |  | 2484.9244
PL00 | Oil HOB |  | all | 2040 |  |  | 2987.8458 | [15 empty] | Fuel type | Total [GJ] | In cogeneration [GJ] | Share total [%] | Share in cogeneration [%] | 2012: In cogeneration [TWh]; 2013: Rests (HOB) [TWh]; 2014: CHP; 2021: HOB | [19 empty] | 457.4472
PL00 | Gas HOB |  | all | 2040 |  |  | 6764.869 | [15 empty] | 2024 | [6 empty] | FLH [hours/year] | eff [%] | heat cap [MW] | power-to-heat | elec cap [MW] | fuel cap [MW] |  | FLH [hours/year] | eff[%] | heat cap [MW] | [20 empty] | 15029.2829
PL00 | Bio HOB |  | all | 2040 |  |  | 6435.8801 | [15 empty] | Hard coal | 225880320.76 | 147459388.47 | 56.51 | 52.69 | 40.9642 | 21.7853 | 2500 | 0.89 | 14583.2616 | 0.45 | 6562.4677 | 23759.2465 |  | 1500 | 0.9 | 13071.201 |  |  | Historical | 2024 | 14876.7249 | 1740.7443 | 4311.5088 | 1544.1989 | 307.7436 | 901.022 |  | 13154.0658 | 1084.623 | 4285.9802 | 2291.9236 | 0 | 829.5392 | 45328.0744 |  |  | 6116.72
PL00 | Coal HOB |  | all | 2035 |  |  | 9403.3363 | [15 empty] | Lignite | 3464517.64 | 2967368.52 | 0.87 | 1.06 | 0.82433 | 0.13811 | 2500 | 0.89 | 293.4633 | 0.45 | 132.0585 | 478.1143 |  | 1500 | 0.9 | 82.8648 |  |  |  | 2023 | 16375.3274 | 1728.1097 | 4017.6254 | 1585.6598 | 263.6791 | 784.4851 |  | 14723.1799 | 862.0779 | 3523.3972 | 2264.791 | 0 | 811.2149 | 46939.5475 |  |  | 1683.2346
PL00 | Oil HOB |  | all | 2035 |  |  | 2379.2286 | [15 empty] | Light fuel oil | 2385366.2 | 348518.68 | 0.6 | 0.12 | 0.096818 | 0.56584 | 3500 | 0.9 | 24.8962 | 0.6 | 14.9377 | 44.2599 |  | 500 | 0.9 | 1018.5052 |  |  |  | 2021 | 20193.3685 | 1435.9603 | 3082.3661 | 987.9811 | 167.3045 | 815.8259 |  | 13170.0882 | 279.7498 | 1963.22 | 825.1813 | 0 | 309.2326 | 43230.2783 |  |  | 449.959
PL00 | Gas HOB |  | all | 2035 |  |  | 5792.8295 | [15 empty] | Heavy fuel oil | 24152177.52 | 24019952.63 | 6.04 | 8.58 | 6.6727 | 0.036732 | 3500 | 0.9 | 1715.8482 | 0.6 | 1029.5089 | 3050.3967 |  | 500 | 0.9 | 66.1177 |  |  |  | 2020 | 20350.5936 | 1432.122 | 3435.3845 | 1411.0715 | 277.2036 | 1125.2673 |  | 14081.9871 | 92.4469 | 1880.4457 | 668.5702 | 0 | 285.2534 | 45040.3459 |  |  | 19872.1344
PL00 | Bio HOB |  | all | 2035 |  |  | 5136.4753 | [15 empty] | Natural gas (high-methane) | 52871109.53 | 36336342.21 | 13.23 | 12.98 | 10.0942 | 4.5934 | 3500 | 0.9 | 2595.6607 | 0.6 | 1557.3964 | 4614.5078 |  | 1000 | 0.9 | 4134.0225 |  |  |  | 2018 | 22019.0946 | 1464.7046 | 2919.3486 | 1211.1016 | 229.033 | 1378.3295 |  | 15963.9411 | 173.8007 | 2382.9599 | 516.7525 | 0 | 529.4799 | 48788.5461 |  |  | 5151.4522
PL00 | Coal HOB |  | all | 2030 |  |  | 11220.0387 | [15 empty] | Natural gas (nitrogen-rich) | 7827756.91 | 7219974.8 | 1.96 | 2.58 | 2.0057 | 0.16884 | 3500 | 0.9 | 515.7537 | 0.6 | 309.4522 | 916.8955 |  | 1000 | 0.9 | 151.9577 |  |  |  | 2017 | 22019.0946 | 1464.7046 | 2919.3486 | 1211.1016 | 229.033 | 1378.3295 |  | 15963.9411 | 173.8007 | 2382.9599 | 516.7525 | 0 | 529.4799 | 48788.5461 |  |  | 1522.8967
PL00 | Oil HOB |  | all | 2030 |  |  | 1770.6114 | [15 empty] | Biomass | 57149399.74 | 40359771.01 | 14.3 | 14.42 | 11.2119 | 4.6642 | 6500 | 0.89 | 1535.1739 | 0.5 | 767.587 | 2587.3718 |  | 2000 | 0.9 | 2098.8715 |  |  |  | 2016 | 22698.2599 | 1739.6573 | 2634.4792 | 1136.047 | 80.7532 | 1321.9788 |  | 16367.7212 | 172.8976 | 2611.0846 | 411.4564 | 0 | 355.8785 | 49530.2138 |  |  | 442.4707
PL00 | Gas HOB |  | all | 2030 |  |  | 4820.7899 | [15 empty] | Biogas | 415960.82 | 237266.8 | 0.1 | 0.08 | 0.065913 | 0.049641 | 6500 | 0.89 | 9.025 | 0.5 | 4.5125 | 15.2106 |  | 2000 | 0.9 | 22.3385 | [20 empty] | 24714.9859
PL00 | Bio HOB |  | all | 2030 |  |  | 3837.0706 | [15 empty] | Other renewable energy sources | 1365599.37 | 0 | 0.34 | 0 | 0 | 0.37936 | 6500 | 0.89 | 0 | 0.5 | 0 | 0 |  | 2000 | 0.9 | 170.7136 | [20 empty] | 4186.1844
PL00 | Coal HOB |  | all | 2025 |  |  | 13036.741 | [15 empty] | Municipal solid waste | 9916547.43 | 9916547.43 | 2.48 | 3.54 | 2.7548 | 0 | 8000 | 0.89 | 306.4734 | 0.4 | 122.5894 | 482.093 |  | 0 | 0.9 | [21 empty] | 1362.5587
PL00 | Oil HOB |  | all | 2025 |  |  | 1161.9943 | [15 empty] | Non-renewable industrial waste | 41101.65 | 41101.65 | 0.01 | 0.01 | 0.011418 | 0 | 8000 | 0.89 | 1.2703 | 0.4 | 0.5081 | 1.9982 |  | 0 | 0.9 | [21 empty] | 434.9825
PL00 | Gas HOB |  | all | 2025 |  |  | 3848.7503 | [15 empty] | Other fuels | 14250766.45 | 10932874.9 | 3.57 | 3.91 | 3.0372 | 0.92171 | 3000 | 0.89 | 901.022 | 0.45 | 405.4599 | 1467.9571 |  | 1000 | 0.9 | 829.5392
PL00 | Bio HOB |  | all | 2025 |  |  | 2537.6659
PL00 | Coal HOB |  | all | 2020 |  |  | 14853.4434 | [15 empty] | 2023 | [18 empty] | Based on data and assumptions with simplified fuel classes
PL00 | Oil HOB |  | all | 2020 |  |  | 553.3771 | [15 empty] | Hard coal | 249747803.19 | 161966279.15 | 60.15 | 55.96 | 44.9942 | 24.3857 | 2500 | 0.89 | 16017.9467 | 0.45 | 7208.076 | 26096.6548 |  | 1500 | 0.9 | 14631.4244 |  |  | CHP |  | Coal | Gas | Bio | Waste | HOB | Coal | Oil | Gas | Bio | Total CHP + HOB cap [MW]
PL00 | Gas HOB |  | all | 2020 |  |  | 2876.7107 | [15 empty] | Lignite | 4164161.7 | 3613672.89 | 1 | 1.25 | 1.0039 | 0.15293 | 2500 | 0.89 | 357.3807 | 0.45 | 160.8213 | 582.2494 |  | 1500 | 0.9 | 91.7555 |  |  | Trend | 2040 | 7765.0056 | 9012.5234 | 4088.304 | 472.4237 |  | 7586.634 | 2987.8458 | 6764.869 | 6435.8801 | 45113.4856
PL00 | Bio HOB |  | all | 2020 |  |  | 1238.2612 | [15 empty] | Light fuel oil | 1871957.07 | 465879.25 | 0.45 | 0.16 | 0.12942 | 0.39061 | 3500 | 0.9 | 33.2798 | 0.6 | 19.9679 | 59.164 |  | 500 | 0.9 | 703.0952 |  |  |  | 2035 | 10186.4314 | 8047.2556 | 3286.6142 | 464.9354 |  | 9403.3363 | 2379.2286 | 5792.8295 | 5136.4753 | 44697.1064
PL00 | Coal HOB |  | all | 2015 |  |  | 16670.1457 | [15 empty] | Heavy fuel oil | 24043661.88 | 23725721.81 | 5.79 | 8.2 | 6.591 | 0.088324 | 3500 | 0.9 | 1694.83 | 0.6 | 1016.898 | 3013.0311 |  | 500 | 0.9 | 158.9828 |  |  |  | 2030 | 12607.8571 | 7081.9878 | 2484.9244 | 457.4472 |  | 11220.0387 | 1770.6114 | 4820.7899 | 3837.0706 | 44280.7272
PL00 | Oil HOB |  | all | 2015 |  |  | -55.2401 | [15 empty] | Natural gas (high-methane) | 46086319.05 | 32516534.15 | 11.1 | 11.23 | 9.0331 | 3.7697 | 3500 | 0.9 | 2322.7954 | 0.6 | 1393.6772 | 4129.414 |  | 1000 | 0.9 | 3392.7176 |  |  |  | 2025 | 15029.2829 | 6116.72 | 1683.2346 | 449.959 |  | 13036.741 | 1161.9943 | 3848.7503 | 2537.6659 | 43864.348
PL00 | Gas HOB |  | all | 2015 |  |  | 1904.6711 | [15 empty] | Natural gas (nitrogen-rich) | 7950141.95 | 7427465.46 | 1.91 | 2.57 | 2.0633 | 0.1452 | 3500 | 0.9 | 530.5757 | 0.6 | 318.3454 | 943.2457 |  | 1000 | 0.9 | 130.6796 |  |  |  | 2020 | 19872.1344 | 5151.4522 | 1522.8967 | 442.4707 |  | 14853.4434 | 553.3771 | 2876.7107 | 1238.2612 | 46510.7464
PL00 | Bio HOB |  | all | 2015 |  |  | 0 | [15 empty] | Biomass | 58144752.83 | 41485939.44 | 14 | 14.33 | 11.5248 | 4.6278 | 6500 | 0.89 | 1578.0103 | 0.5 | 789.0051 | 2659.5678 |  | 2000 | 0.9 | 2082.5183 |  |  |  | 2015 | 24714.9859 | 4186.1844 | 1362.5587 | 434.9825 |  | 16670.1457 | -55.2401 | 1904.6711 | 0 | 49218.2883
PL00 | Coal CHP extraction |  | all | 1 |  |  | 166.5 |  | 287.069 |  | 0.45 | -0.13 | [10 empty] | Biogas | 342894.54 | 201105.73 | 0.08 | 0.07 | 0.055867 | 0.039389 | 6500 | 0.89 | 7.6495 | 0.5 | 3.8248 | 12.8924 |  | 2000 | 0.9 | 17.725
PL00 | Gas CHP extraction |  | all | 1 |  |  | 166.5 |  | 147.3451 |  | 1 | -0.13 | [10 empty] | Other renewable energy sources | 1316276.47 | 0 | 0.32 | 0 | 0 | 0.36566 | 6500 | 0.89 | 0 | 0.5 | 0 | 0 |  | 2000 | 0.9 | 164.5477
PL00 | Bio CHP extraction |  | all | 1 |  |  | 166.5 |  | 264.2857 |  | 0.5 | -0.13 | [10 empty] | Municipal solid waste | 7329958.6 | 7105523.74 | 1.77 | 2.45 | 1.9739 | 0.062348 | 8000 | 0.89 | 219.598 | 0.4 | 87.8392 | 345.435 |  | 0 | 0.9 |  |  |  | Historical | 2024 | 15056.9293 | 6232.4575 | 1724.4033 | 487.948 |  | 13361.4506 | 1292.0078 | 4493.365 | 2499.3084 | 45147.87
[23 empty] | Non-renewable industrial waste | 1426331.18 | 1426331.18 | 0.34 | 0.49 | 0.39623 | 0 | 8000 | 0.89 | 44.0811 | 0.4 | 17.6324 | 69.3411 |  | 0 | 0.9 |  |  |  |  | 2023 | 16532.2244 | 5902.6321 | 1742.5568 | 420.5761 |  | 14925.9836 | 1064.8816 | 3726.2009 | 2467.5947 | 46782.6504
[23 empty] | Other fuels | 12763433.51 | 9518833.36 | 3.07 | 3.29 | 2.6443 | 0.90135 | 3000 | 0.89 | 784.4851 | 0.45 | 353.0183 | 1278.0938 |  | 1000 | 0.9 | 811.2149 |  |  |  | 2021 | 20356.5337 | 4681.4916 | 1151.1463 | 330.4696 |  | 13247.3964 | 357.058 | 2040.5281 | 902.4895 | 43067.1131
[43 empty] | 2020 | 20575.647 | 5092.56 | 1636.125 | 502.2571 |  | 14153.3004 | 163.7603 | 1951.7591 | 739.8835 | 44815.2924
[23 empty] | 2021 | [19 empty] | 2018 | 22294.7605 | 4659.7191 | 1486.7675 | 504.6989 |  | 16096.3111 | 306.1707 | 2515.3299 | 649.1224 | 48512.8802
[23 empty] | Hard coal | 278810939.64 | 200288820.46 | 71.4 | 67.8 | 55.6402 | 21.8134 | 2500 | 0.89 | 19807.9234 | 0.45 | 8913.5655 | 32271.3359 |  | 1500 | 0.9 | 13088.0668 |  |  |  | 2017 | 22294.7605 | 4659.7191 | 1486.7675 | 504.6989 |  | 16096.3111 | 306.1707 | 2515.3299 | 649.1224 | 48512.8802
[23 empty] | Lignite | 4389536.38 | 3897447.44 | 1.1 | 1.3 | 1.0827 | 0.1367 | 2500 | 0.89 | 385.4451 | 0.45 | 173.4503 | 627.9723 |  | 1500 | 0.9 | 82.0214 |  |  |  | 2016 | 22962.6557 | 4638.5322 | 1400.4428 | 345.149 |  | 16456.6909 | 261.8672 | 2700.0542 | 500.4261 | 49265.818
[23 empty] | Light fuel oil | 1288967.41 | 747049.83 | 0.3 | 0.3 | 0.20753 | 0.15054 | 3500 | 0.9 | 53.365 | 0.6 | 32.019 | 94.8711 |  | 500 | 0.9 | 270.9805
[23 empty] | Heavy fuel oil | 19372323.72 | 19354786.41 | 5 | 6.6 | 5.3768 | 0.0048719 | 3500 | 0.9 | 1382.5953 | 0.6 | 829.5572 | 2457.9473 |  | 500 | 0.9 | 8.7694 |  |  |  | COAL |  |  | BIO
[23 empty] | Natural gas (high-methane) | 30982423.69 | 23794887.32 | 7.9 | 8.1 | 6.6102 | 1.9967 | 3500 | 0.9 | 1699.7708 | 0.6 | 1019.8625 | 3021.8147 |  | 1000 | 0.9 | 1797.0278 |  |  |  | helper: trend capacity 2025 |  |  | helper: trend capacity 2025
[23 empty] | Natural gas (nitrogen-rich) | 6610523.67 | 5945808.32 | 1.7 | 2 | 1.6517 | 0.18466 | 3500 | 0.9 | 424.7346 | 0.6 | 254.8407 | 755.0837 |  | 1000 | 0.9 | 166.1921 |  |  |  | 15029.2829 |  |  | 1683.2346
[23 empty] | Biomass | 31488486.35 | 25952396.76 | 8.1 | 8.8 | 7.2096 | 1.5379 | 6500 | 0.89 | 987.1573 | 0.5 | 493.5787 | 1663.7483 |  | 2000 | 0.9 | 692.0666 |  |  |  | helper: phaseout speed |  |  | helper: increase speed
[23 empty] | Biogas | 36854.06 | 6267.06 | 0 | 0 | 0.001741 | 0.0084971 | 6500 | 0.89 | 0.23838 | 0.5 | 0.11919 | 0.40177 |  | 2000 | 0.9 | 3.8237 |  |  |  | -968.5703 |  |  | 32.0676
[23 empty] | Other renewable energy sources | 1049636 | 15390 | 0.3 | 0 | 0.0042753 | 0.28731 | 6500 | 0.89 | 0.58539 | 0.5 | 0.2927 | 0.98662 |  | 2000 | 0.9 | 129.2911
[23 empty] | Municipal solid waste | 5414277.11 | 5413464.07 | 1.4 | 1.8 | 1.5039 | 0.00022586 | 8000 | 0.89 | 167.3045 | 0.4 | 66.9218 | 263.1756 |  | 0 | 0.9
[23 empty] | Non-renewable industrial waste | 0 | 0 | 0 | 0 |  |  | 8000 | 0.89 | 0 | 0.4 | 0 | 0 |  | 0 | 0.9
[23 empty] | Other fuels | 11135949.14 | 9899117.66 | 2.9 | 3.4 | 2.75 | 0.34359 | 3000 | 0.89 | 815.8259 | 0.45 | 367.1216 | 1329.1545 |  | 1000 | 0.9 | 309.2326
2020
[23 empty] | Hard coal | 285345066.45 | 201428781.97 | 67.72 | 62.42 | 55.9569 | 23.3119 | 2500 | 0.89 | 19920.662 | 0.45 | 8964.2979 | 32455.0111 |  | 1500 | 0.9 | 13987.1663 |  |  |  | Country | Generator_ID | Scenario | Year | capacity_output1 | node_suffix_output2 | capacity_input1 | Note
[23 empty] | Lignite | 4916154.41 | 4347275.31 | 1.17 | 1.35 | 1.2077 | 0.15803 | 2500 | 0.89 | 429.9316 | 0.45 | 193.4692 | 700.4504 |  | 1500 | 0.9 | 94.8208 |  |  |  | PL00 | Gas CCGT new | National Trends | 2030 | 9620.715
[23 empty] | Light fuel oil | 1236226.07 | 1070092.4 | 0.29 | 0.33 | 0.29727 | 0.046152 | 3500 | 0.9 | 76.4413 | 0.6 | 45.8648 | 135.8956 |  | 500 | 0.9 | 83.0735 |  |  | coal | PL00 | Hard coal new | National Trends | 2030 | 1663
[23 empty] | Heavy fuel oil | 18996757.45 | 18978012.08 | 4.51 | 5.88 | 5.2721 | 0.0052075 | 3500 | 0.9 | 1355.6807 | 0.6 | 813.4084 | 2410.0991 |  | 500 | 0.9 | 9.3734 |  |  | gas | PL00 | Hard coal new Bio | National Trends | 2030 | 3305.506
[23 empty] | Natural gas (high-methane) | 36257839.32 | 29113523.84 | 8.6 | 9.02 | 8.0877 | 1.9847 | 3500 | 0.9 | 2079.7038 | 0.6 | 1247.8223 | 3697.2512 |  | 1000 | 0.9 | 1786.2218 |  |  | bio | PL00 | Hard coal old 1 | National Trends | 2030 | 5466.571
[23 empty] | Natural gas (nitrogen-rich) | 8425678.24 | 8048812.44 | 2 | 2.49 | 2.236 | 0.10469 | 3500 | 0.9 | 574.9612 | 0.6 | 344.9767 | 1022.1532 |  | 1000 | 0.9 | 94.224 |  |  | coal | PL00 | Hard coal old 2 | National Trends | 2030 | 1872.12
[23 empty] | Biomass | 41548379.86 | 36921746.47 | 9.86 | 11.44 | 10.2569 | 1.2853 | 6500 | 0.89 | 1404.401 | 0.5 | 702.2005 | 2366.968 |  | 2000 | 0.9 | 578.3754 |  |  | coal | PL00 | Lignite old 1 | National Trends | 2030 | 4696.005
[23 empty] | Biogas | 175368.53 | 175368.53 | 0.04 | 0.05 | 0.048717 | 0 | 6500 | 0.89 | 6.6705 | 0.5 | 3.3353 | 11.2425 |  | 2000 | 0.9 | 0 |  |  | gas | PL00 | Lignite old 2 | National Trends | 2030 | 1824
[23 empty] | Other renewable energy sources | 721500.3 | 0 | 0.17 | 0 | 0 | 0.20043 | 6500 | 0.89 | 0 | 0.5 | 0 | 0 |  | 2000 | 0.9 | 90.1948 |  |  | bio | PL00 | Gas CCGT new | National Trends | 2040 | 9781.716
[23 empty] | Municipal solid waste | 7762979.37 | 7761746.17 | 1.84 | 2.41 | 2.1562 | 0.00034258 | 8000 | 0.89 | 239.8787 | 0.4 | 95.9515 | 377.3373 |  | 0 | 0.9 |  |  |  | bio | PL00 | Hard coal new | National Trends | 2040 | 1663
[23 empty] | Non-renewable industrial waste | 1207719.95 | 1207719.95 | 0.29 | 0.37 | 0.3355 | 0 | 8000 | 0.89 | 37.3249 | 0.4 | 14.93 | 58.7133 |  | 0 | 0.9 |  |  |  | bio | PL00 | Hard coal old 1 | National Trends | 2040 | 1425
[23 empty] | Other fuels | 14794759.45 | 13653837.21 | 3.51 | 4.23 | 3.793 | 0.31695 | 3000 | 0.89 | 1125.2673 | 0.45 | 506.3703 | 1833.3007 |  | 1000 | 0.9 | 285.2534 |  |  |  | PL00 | Hard coal old 2 | National Trends | 2040 | 2172
[43 empty] | PL00 | Lignite old 1 | National Trends | 2040 | 237
[23 empty] | 2018 | [19 empty] | PL00 | Lignite old 2 | National Trends | 2040 | 446
[23 empty] | Hard coal | 313182559.4 | 217962846.3 | 71.27 | 66.56 | 60.5501 | 26.452 | 2500 | 0.89 | 21555.828 | 0.45 | 9700.1226 | 35119.0456 |  | 1500 | 0.9 | 15871.2218
[23 empty] | Lignite | 5240615.5 | 4684343.8 | 1.19 | 1.43 | 1.3013 | 0.15453 | 2500 | 0.89 | 463.2666 | 0.45 | 208.47 | 754.7602 |  | 1500 | 0.9 | 92.7194
[23 empty] | Light fuel oil | 947553.8 | 620790.9 | 0.22 | 0.19 | 0.17246 | 0.090775 | 3500 | 0.9 | 44.3458 | 0.6 | 26.6075 | 78.8369 |  | 500 | 0.9 | 163.3945
[23 empty] | Heavy fuel oil | 19904244.5 | 19883433.8 | 4.53 | 6.07 | 5.5236 | 0.0057812 | 3500 | 0.9 | 1420.3589 | 0.6 | 852.2153 | 2525.0825 |  | 500 | 0.9 | 10.4062
[23 empty] | Natural gas (high-methane) | 29861215.7 | 20984177.2 | 6.8 | 6.41 | 5.8294 | 2.466 | 3500 | 0.9 | 1498.9897 | 0.6 | 899.3938 | 2664.8706 |  | 1000 | 0.9 | 2219.4372
[23 empty] | Natural gas (nitrogen-rich) | 8000148.8 | 7346110.1 | 1.82 | 2.24 | 2.0407 | 0.18169 | 3500 | 0.9 | 524.7641 | 0.6 | 314.8585 | 932.914 |  | 1000 | 0.9 | 163.5228
[23 empty] | Biomass | 35089987.5 | 31647501.9 | 7.99 | 9.66 | 8.7917 | 0.95632 | 6500 | 0.89 | 1203.7833 | 0.5 | 601.8917 | 2028.8483 |  | 2000 | 0.9 | 430.3451
[23 empty] | Biogas | 140695.7 | 133678.6 | 0.03 | 0.04 | 0.037136 | 0.0019494 | 6500 | 0.89 | 5.0848 | 0.5 | 2.5424 | 8.5698 |  | 2000 | 0.9 | 0.87721
[23 empty] | Other renewable energy sources | 742906.4 | 58720 | 0.17 | 0.02 | 0.016312 | 0.19007 | 6500 | 0.89 | 2.2335 | 0.5 | 1.1168 | 3.7644 |  | 2000 | 0.9 | 85.5301 |  |  |  | Total amount of added chp elec ouput cap | 2030 | 2040
[23 empty] | Municipal solid waste | 6396584.3 | 6389081.3 | 1.46 | 1.95 | 1.7749 | 0.0020843 | 8000 | 0.89 | 197.4562 | 0.4 | 78.9825 | 310.6052 |  | 0 | 0.9 |  |  |  |  | Coal | 5544.3547 | 3365.0715
[23 empty] | Non-renewable industrial waste | 1058929.4 | 1021730.3 | 0.24 | 0.31 | 0.28384 | 0.010334 | 8000 | 0.89 | 31.5768 | 0.4 | 12.6307 | 49.6714 |  | 0 | 0.9 |  |  |  |  | Gas | 6934.6427 | 8865.1783
[23 empty] | Other fuels | 18842207.9 | 16724457.9 | 4.29 | 5.11 | 4.6461 | 0.58831 | 3000 | 0.89 | 1378.3295 | 0.45 | 620.2483 | 2245.593 |  | 1000 | 0.9 | 529.4799 |  |  |  | Bio | 1110.3194 | 1912.0092
[43 empty] | Waste | 182.9789 | 188.9695
2017
[23 empty] | Hard coal | 313182559.4 | 217962846.3 | 71.27 | 66.56 | 60.5501 | 26.452 | 2500 | 0.89 | 21555.828 | 0.45 | 9700.1226 | 35119.0456 |  | 1500 | 0.9 | 15871.2218
[23 empty] | Lignite | 5240615.5 | 4684343.8 | 1.19 | 1.43 | 1.3013 | 0.15453 | 2500 | 0.89 | 463.2666 | 0.45 | 208.47 | 754.7602 |  | 1500 | 0.9 | 92.7194
[23 empty] | Light fuel oil | 947553.8 | 620790.9 | 0.22 | 0.19 | 0.17246 | 0.090775 | 3500 | 0.9 | 44.3458 | 0.6 | 26.6075 | 78.8369 |  | 500 | 0.9 | 163.3945 |  |  |  |  | Here the extraction CHP plants are created. First version had only backpressure CHPs. Now some (elec capacitu) portion are taken from them to extraction CHP capacitu
[23 empty] | Heavy fuel oil | 19904244.5 | 19883433.8 | 4.53 | 6.07 | 5.5236 | 0.0057812 | 3500 | 0.9 | 1420.3589 | 0.6 | 852.2153 | 2525.0825 |  | 500 | 0.9 | 10.4062 |  |  |  |  | NordPool bidding curves were used to evaluate the available extraction chp capacity
[23 empty] | Natural gas (high-methane) | 29861215.7 | 20984177.2 | 6.8 | 6.41 | 5.8294 | 2.466 | 3500 | 0.9 | 1498.9897 | 0.6 | 899.3938 | 2664.8706 |  | 1000 | 0.9 | 2219.4372 |  |  |  |  | https://ens.dk/en/analyses-and-statistics/technology-data-generation-electricity-and-district-heating
[23 empty] | Natural gas (nitrogen-rich) | 8000148.8 | 7346110.1 | 1.82 | 2.24 | 2.0407 | 0.18169 | 3500 | 0.9 | 524.7641 | 0.6 | 314.8585 | 932.914 |  | 1000 | 0.9 | 163.5228
[23 empty] | Biomass | 35089987.5 | 31647501.9 | 7.99 | 9.66 | 8.7917 | 0.95632 | 6500 | 0.89 | 1203.7833 | 0.5 | 601.8917 | 2028.8483 |  | 2000 | 0.9 | 430.3451 | [5 empty] | cb | cv (Data sheets Wood Pellets CHP, large, extraction)
[23 empty] | Biogas | 140695.7 | 133678.6 | 0.03 | 0.04 | 0.037136 | 0.0019494 | 6500 | 0.89 | 5.0848 | 0.5 | 2.5424 | 8.5698 |  | 2000 | 0.9 | 0.87721 |  |  |  |  | coal | 0.45 | 0.13
[23 empty] | Other renewable energy sources | 742906.4 | 58720 | 0.17 | 0.02 | 0.016312 | 0.19007 | 6500 | 0.89 | 2.2335 | 0.5 | 1.1168 | 3.7644 |  | 2000 | 0.9 | 85.5301 |  |  |  |  | gas | 0.6 | 0.13
[23 empty] | Municipal solid waste | 6396584.3 | 6389081.3 | 1.46 | 1.95 | 1.7749 | 0.0020843 | 8000 | 0.89 | 197.4562 | 0.4 | 78.9825 | 310.6052 |  | 0 | 0.9 | [5 empty] | bio | 0.5 | 0.13
[23 empty] | Non-renewable industrial waste | 1058929.4 | 1021730.3 | 0.24 | 0.31 | 0.28384 | 0.010334 | 8000 | 0.89 | 31.5768 | 0.4 | 12.6307 | 49.6714 |  | 0 | 0.9
[23 empty] | Other fuels | 18842207.9 | 16724457.9 | 4.29 | 5.11 | 4.6461 | 0.58831 | 3000 | 0.89 | 1378.3295 | 0.45 | 620.2483 | 2245.593 |  | 1000 | 0.9 | 529.4799 |  |  |  |  | Total extraction CHP elec output capacity (it is assumed the extraction CHP capacity stays same for all scenario years)
[44 empty] | 500 | MW
[23 empty] | 2016 | [20 empty] | The amount of added CHP extraction capacity that needs to be reduced from the existing backpressure CHP capacity
[23 empty] | Hard coal | 320618607 | 223026334.9 | 73.3531 | 51.0254 | 61.9567 | 27.1111 | 2500 | 0.89 | 22056.5908 | 0.45 | 9925.4659 | 35934.8952 |  | 1500 | 0.9 | 16266.6799 |  |  |  |  | elec | heat
[23 empty] | Lignite | 7094468.6 | 6488269.2 | 1.6231 | 1.4844 | 1.8024 | 0.1684 | 2500 | 0.89 | 641.6691 | 0.45 | 288.7511 | 1045.4159 |  | 1500 | 0.9 | 101.0413 |  |  |  | coal | 166.5 | 287.069
[23 empty] | Light fuel oil | 960571.5 | 670088.6 | 0.21977 | 0.15331 | 0.18615 | 0.080696 | 3500 | 0.9 | 47.8673 | 0.6 | 28.7204 | 85.0974 |  | 500 | 0.9 | 145.2531 |  |  |  | gas | 166.5 | 147.3451
[23 empty] | Heavy fuel oil | 23738449.5 | 23683164.9 | 5.431 | 5.4184 | 6.5792 | 0.015358 | 3500 | 0.9 | 1691.79 | 0.6 | 1015.074 | 3007.6266 |  | 500 | 0.9 | 27.6445 |  |  |  | bio | 166.5 | 264.2857
[23 empty] | Natural gas (high-methane) | 23106681.8 | 13196593.1 | 5.2865 | 3.0192 | 3.666 | 2.753 | 3500 | 0.9 | 942.6892 | 0.6 | 565.6135 | 1675.8919 |  | 1000 | 0.9 | 2477.7204
[23 empty] | Natural gas (nitrogen-rich) | 8296155.6 | 7762741.4 | 1.898 | 1.776 | 2.1565 | 0.14818 | 3500 | 0.9 | 554.5259 | 0.6 | 332.7155 | 985.8238 |  | 1000 | 0.9 | 133.3642
[23 empty] | Biomass | 32432892.1 | 29751799.1 | 7.4202 | 6.8068 | 8.265 | 0.74481 | 6500 | 0.89 | 1131.676 | 0.5 | 565.838 | 1907.3192 |  | 2000 | 0.9 | 335.1634
[23 empty] | Biogas | 114913.6 | 114913.6 | 0.026291 | 0.026291 | 0.031923 | 0 | 6500 | 0.89 | 4.371 | 0.5 | 2.1855 | 7.3668 |  | 2000 | 0.9 | 0
[23 empty] | Other renewable energy sources | 610295.2 | 0 | 0.13963 | 0 | 0 | 0.16954 | 6500 | 0.89 | 0 | 0.5 | 0 | 0 |  | 2000 | 0.9 | 76.293
[23 empty] | Municipal solid waste | 2001993.5 | 2001993.5 | 0.45803 | 0.45803 | 0.55615 | 0 | 8000 | 0.89 | 61.8721 | 0.4 | 24.7488 | 97.3269 |  | 0 | 0.9 |  |  |  |  | total heat cap 2040
[23 empty] | Non-renewable industrial waste | 650125.6 | 610935.7 | 0.14874 | 0.13977 | 0.16972 | 0.010887 | 8000 | 0.89 | 18.8811 | 0.4 | 7.5524 | 29.7006 |  | 0 | 0.9 |  |  |  |  | 45113.4856
[23 empty] | Other fuels | 17464106.6 | 16040706.3 | 3.9955 | 3.6699 | 4.4561 | 0.39542 | 3000 | 0.89 | 1321.9788 | 0.45 | 594.8904 | 2153.7856 |  | 1000 | 0.9 | 355.8785
Note on H2: [Threaded comment] Your version of Excel allows you to read this threaded comment; however, any edits to it will get removed if the file is opened in a newer version of Excel. Learn more: https://go.microsoft.com/fwlink/?linkid=870924 Comment: This adjustment avoids double counting of electricity production, as ENTSO‑E data provides total electricity generation and the added CHP capacity already contributes to that generation.
Note on AM37: [Threaded comment] Your version of Excel allows you to read this threaded comment; however, any edits to it will get removed if the file is opened in a newer version of Excel. Learn more: https://go.microsoft.com/fwlink/?linkid=870924 Comment: Due to the lack of available FLH data, this is the main factor affecting the capacity calculation.
Note on AN37: [Threaded comment] Your version of Excel allows you to read this threaded comment; however, any edits to it will get removed if the file is opened in a newer version of Excel. Learn more: https://go.microsoft.com/fwlink/?linkid=870924 Comment: These efficiencies are defined based on the unittypedata_maf2020.xlsx file. Coal includes other fuels and gas includes oil.
Note on AP37: [Threaded comment] Your version of Excel allows you to read this threaded comment; however, any edits to it will get removed if the file is opened in a newer version of Excel. Learn more: https://go.microsoft.com/fwlink/?linkid=870924 Comment: These power-to-heat ratios are selected based on the unittypedata_maf2020.xlsx file. Coal includes other fuels and gas includes oil.
Note on BA52: [Threaded comment] Your version of Excel allows you to read this threaded comment; however, any edits to it will get removed if the file is opened in a newer version of Excel. Learn more: https://go.microsoft.com/fwlink/?linkid=870924 Comment: The "Others" fuel category was treated as a residual category and distributed across the remaining fuel groups to avoid biasing any single fuel.
Note on BB52: [Threaded comment] Your version of Excel allows you to read this threaded comment; however, any edits to it will get removed if the file is opened in a newer version of Excel. Learn more: https://go.microsoft.com/fwlink/?linkid=870924 Comment: Gas and Oil for CHP are combined since many gasCHP plants use oil as additional fuel. https://raportzintegrowany2022.orlen.pl/en/operating-segments/operating-segments-in-2022/energy/?utm_source=chatgpt.com
Note on BF52: [Threaded comment] Your version of Excel allows you to read this threaded comment; however, any edits to it will get removed if the file is opened in a newer version of Excel. Learn more: https://go.microsoft.com/fwlink/?linkid=870924 Comment: HOB coal doesnt exist so added in unittypedata. Technical parameters same as Oil HOB has.
Note on BA58: [Threaded comment] Your version of Excel allows you to read this threaded comment; however, any edits to it will get removed if the file is opened in a newer version of Excel. Learn more: https://go.microsoft.com/fwlink/?linkid=870924 Comment: Coal CHP retirement is damped (0.5) to reflect that capacity is retired more slowly than fuel use declines.
Note on BI58: [Threaded comment] Your version of Excel allows you to read this threaded comment; however, any edits to it will get removed if the file is opened in a newer version of Excel. Learn more: https://go.microsoft.com/fwlink/?linkid=870924 Comment: With trend calculation this would have been negative so MAX used here
Note on AZ70: [Threaded comment] Your version of Excel allows you to read this threaded comment; however, any edits to it will get removed if the file is opened in a newer version of Excel. Learn more: https://go.microsoft.com/fwlink/?linkid=870924 Comment: Helper for the above more realistic coal phase out
Note on BC70: [Threaded comment] Your version of Excel allows you to read this threaded comment; however, any edits to it will get removed if the file is opened in a newer version of Excel. Learn more: https://go.microsoft.com/fwlink/?linkid=870924 Comment: Helper for the above more realistic coal phase out
Note on AZ80: [Threaded comment] Your version of Excel allows you to read this threaded comment; however, any edits to it will get removed if the file is opened in a newer version of Excel. Learn more: https://go.microsoft.com/fwlink/?linkid=870924 Comment: TYNDP-2024_National_Trends.xlsx
Note on AZ106: [Threaded comment] Your version of Excel allows you to read this threaded comment; however, any edits to it will get removed if the file is opened in a newer version of Excel. Learn more: https://go.microsoft.com/fwlink/?linkid=870924 Comment: Not reduced from existing elec capacity since minor

## PL00_sanity check
Testing with couple different climate years if the new dheat capacities can match the maximum dheat demand. FLH were changed in the way that capacity satisfies the CY 1987's max demand so thats why current CY2105 dheat capacity is much over the peak demand
year | CY | Max demand | Total cap | peak power vs demand | demand
2040 | 2015 | 24602 | 45113.4856 | 1.8337 | -20186 | -19972 | -19757 | -19543 | -19330 | -19117 | -18903 | -18701 | -18522 | -18367 | -18229 | -18104 | -17991 | -17887 | -17787 | -17693 | -17610 | -17537 | -17474 | -17420 | -17376 | -17339 | -17308 | -17282 | -17260 | -17238 | -17215 | -17194 | -17175 | -17160 | -17148 | -17132 | -17108 | -17072 | -17028 | -16979 | -16925 | -16868 | -16802 | -16726 | -16643 | -16554 | -16461 | -16368 | -16276 | -16187 | -16104 | -16022 | -15945 | -15873 | -15808 | -15747 | -15692 | -15642 | -15604 | -15579 | -15562 | -15551 | -15546 | -15551 | -15565 | -15587 | -15617 | -15653 | -15695 | -15740 | -15788 | -15838 | -15891 | -15945 | -16002 | -16059 | -16113 | -16164 | -16212 | -16259 | -16305 | -16351 | -16393 | -16430 | -16463 | -16494 | -16522 | -16548 | -16573 | -16600 | -16634 | -16674 | -16716 | -16758 | -16800 | -16841 | -16883 | -16924 | -16966 | -17015 | -17073 | -17138 | -17207 | -17278 | -17348 | -17411 | -17467 | -17514 | -17551 | -17584 | -17615 | -17644 | -17672 | -17702 | -17739 | -17776 | -17813 | -17854 | -17899 | -17946 | -17997 | -18049 | -18105 | -18162 | -18225 | -18295 | -18377 | -18473 | -18587 | -18727 | -18891 | -19063 | -19226 | -19386 | -19546 | -19708 | -19872 | -20046 | -20258 | -20498 | -20750 | -21012 | -21281 | -21556 | -21834 | -22113 | -22392 | -22666 | -22932 | -23188 | -23429 | -23650 | -23843 | -24003 | -24129 | -24236 | -24336 | -24426 | -24499 | -24555 | -24593 | -24602 | -24562 | -24491 | -24400 | -24289 | -24158 | -24007 | -23838 | -23650 | -23444 | -23225 | -22997 | -22765 | -22532 | -22304 | -22084 | -21875 | -21677 | -21492 | -21321 | -21158 | -20997 | -20839 | -20686 | -20537 | -20386 | -20235 | -20086 | -19940 | -19798 | -19659 | -19525 | -19393 | -19261 | -19124 | -18977 | -18817 | -18643 | -18456 | -18260 | -18061 | -17865 | -17682 | -17518 | -17376 | -17255 | -17149 | -17050 | -16944 | -16817 | -16675 | -16524 | -16366 | -16206 | -16047 | -15890 | -15743 | -15610 | -15495 | -15400 | -15326 | -15274 | -15244 | -15229 | -15221 | -15212 | -15197 | -15176 | -15147 | -15109 | -15052 | -14969 | -14863 | -14742 | -14608 | -14466 | -14326 | -14198 | -14089 | -14010 | -13961 | -13938 | -13935 | -13947 | -13966 | -13991 | -14021 | -14055 | -14093 | -14134 | -14168 | -14190 | -14210 | -14241 | -14295 | -14381 | -14502 | -14657 | -14839 | -15034 | -15234 | -15426 | -15600 | -15745 | -15859 | -15943 | -15999 | -16035 | -16058 | -16069 | -16068 | -16055 | -16034 | -16007 | -15983 | -15962 | -15941 | -15915 | -15882 | -15848 | -15809 | -15765 | -15716 | -15665 | -15611 | -15558 | -15506 | -15453 | -15396 | -15337 | -15278 | -15219 | -15158 | -15096 | -15035 | -14977 | -14924 | -14877 | -14833 | -14787 | -14729 | -14650 | -14550 | -14434 | -14325 | -14245 | -14188 | -14146 | -14118 | -14098 | -14086 | -14081 | -14079 | -14076 | -14070 | -14064 | -14060 | -14058 | -14061 | -14071 | -14085 | -14103 | -14115 | -14120 | -14121 | -14123 | -14134 | -14161 | -14199 | -14242 | -14296 | -14362 | -14442 | -14531 | -14620 | -14704 | -14787 | -14870 | -14958 | -15045 | -15130 | -15215 | -15300 | -15390 | -15488 | -15587 | -15682 | -15776 | -15878 | -15989 | -16099 | -16199 | -16294 | -16408 | -16508 | -16577 | -16614 | -16626 | -16625 | -16618 | -16608 | -16594 | -16576 | -16553 | -16525 | -16491 | -16452 | -16404 | -16346 | -16280 | -16211 | -16132 | -16034 | -15919 | -15794 | -15675 | -15575 | -15485 | -15400 | -15329 | -15276 | -15238 | -15214 | -15198 | -15190 | -15183 | -15182 | -15187 | -15198 | -15211 | -15224 | -15233 | -15241 | -15249 | -15259 | -15279 | -15314 | -15363 | -15424 | -15488 | -15535 | -15555 | -15568 | -15583 | -15598 | -15612 | -15629 | -15647 | -15667 | -15692 | -15721 | -15755 | -15795 | -15839 | -15891 | -15947 | -16006 | -16067 | -16131 | -16200 | -16270 | -16339 | -16406 | -16469 | -16532 | -16604 | -16684 | -16763 | -16838 | -16908 | -16972 | -17034 | -17099 | -17168 | -17238 | -17306 | -17371 | -17433 | -17488 | -17537 | -17579 | -17617 | -17655 | -17686 | -17713 | -17744 | -17780 | -17820 | -17859 | -17900 | -17935 | -17960 | -17982 | -18001 | -18021 | -18039 | -18050 | -18055 | -18055 | -18052 | -18047 | -18039 | -18031 | -18025 | -18017 | -18005 | -17987 | -17971 | -17962 | -17959 | -17962 | -17968 | -17975 | -17958 | -17932 | -17904 | -17874 | -17841 | -17806 | -17767 | -17728 | -17689 | -17650 | -17613 | -17576 | -17542 | -17511 | -17485 | -17464 | -17447 | -17427 | -17402 | -17371 | -17334 | -17292 | -17249 | -17211 | -17192 | -17189 | -17195 | -17205 | -17217 | -17229 | -17242 | -17258 | -17275 | -17293 | -17313 | -17333 | -17352 | -17367 | -17380 | -17391 | -17401 | -17413 | -17428 | -17442 | -17458 | -17474 | -17491 | -17503 | -17507 | -17497 | -17478 | -17458 | -17438 | -17418 | -17398 | -17378 | -17358 | -17338 | -17320 | -17303 | -17290 | -17281 | -17274 | -17269 | -17266 | -17270 | -17280 | -17299 | -17325 | -17356 | -17388 | -17412 | -17427 | -17454 | -17490 | -17532 | -17581 | -17634 | -17692 | -17753 | -17816 | -17881 | -17947 | -18012 | -18076 | -18139 | -18202 | -18265 | -18330 | -18397 | -18463 | -18523 | -18576 | -18622 | -18664 | -18703 | -18735 | -18757 | -18775 | -18785 | -18787 | -18784 | -18774 | -18762 | -18749 | -18733 | -18716 | -18698 | -18680 | -18659 | -18637 | -18615 | -18589 | -18567 | -18554 | -18555 | -18567 | -18583 | -18600 | -18612 | -18615 | -18616 | -18622 | -18633 | -18648 | -18669 | -18694 | -18721 | -18751 | -18784 | -18818 | -18852 | -18886 | -18922 | -18961 | -19002 | -19044 | -19076 | -19083 | -19066 | -19033 | -18997 | -18961 | -18932 | -18928 | -18939 | -18955 | -18977 | -19008 | -19047 | -19092 | -19140 | -19188 | -19232 | -19274 | -19313 | -19347 | -19374 | -19394 | -19405 | -19407 | -19400 | -19397 | -19399 | -19403 | -19403 | -19399 | -19388 | -19363 | -19324 | -19275 | -19214 | -19140 | -19052 | -18954 | -18850 | -18744 | -18639 | -18536 | -18437 | -18342 | -18251 | -18165 | -18088 | -18019 | -17960 | -17910 | -17867 | -17835 | -17812 | -17795 | -17778 | -17767 | -17771 | -17783 | -17803 | -17831 | -17866 | -17902 | -17940 | -17982 | -18023 | -18062 | -18098 | -18130 | -18152 | -18162 | -18157 | -18144 | -18136 | -18133 | -18136 | -18141 | -18145 | -18148 | -18153 | -18163 | -18182 | -18205 | -18228 | -18249 | -18272 | -18303 | -18338 | -18376 | -18420 | -18465 | -18512 | -18560 | -18612 | -18668 | -18728 | -18785 | -18829 | -18862 | -18881 | -18888 | -18887 | -18883 | -18878 | -18850 | -18789 | -18718 | -18643 | -18567 | -18487 | -18399 | -18308 | -18217 | -18126 | -18039 | -17956 | -17884 | -17824 | -17777 | -17742 | -17717 | -17703 | -17702 | -17715 | -17745 | -17785 | -17831 | -17879 | -17934 | -18007 | -18087 | -18171 | -18253 | -18333 | -18414 | -18490 | -18560 | -18629 | -18700 | -18779 | -18861 | -18947 | -19039 | -19137 | -19240 | -19324 | -19373 | -19387 | -19368 | -19331 | -19285 | -19240 | -19229 | -19257 | -19297 | -19341 | -19387 | -19434 | -19484 | -19540 | -19600 | -19658 | -19712 | -19758 | -19795 | -19825 | -19849 | -19866 | -19872 | -19871 | -19875 | -19887 | -19905 | -19927 | -19953 | -19980 | -19989 | -19975 | -19953 | -19929 | -19906 | -19883 | -19857 | -19827 | -19796 | -19762 | -19727 | -19690 | -19651 | -19608 | -19564 | -19522 | -19487 | -19461 | -19439 | -19419 | -19407 | -19401 | -19397 | -19393 | -19395 | -19406 | -19419 | -19429 | -19438 | -19447 | -19461 | -19481 | -19509 | -19546 | -19591 | -19641 | -19695 | -19751 | -19805 | -19854 | -19893 | -19925 | -19955 | -19984 | -20014 | -20041 | -20068 | -20093 | -20104 | -20106 | -20112 | -20125 | -20144 | -20167 | -20190 | -20212 | -20227 | -20235 | -20237 | -20235 | -20230 | -20222 | -20215 | -20212 | -20216 | -20222 | -20215 | -20205 | -20200 | -20198 | -20199 | -20204 | -20225 | -20268 | -20314 | -20357 | -20401 | -20450 | -20504 | -20558 | -20610 | -20658 | -20702 | -20745 | -20786 | -20828 | -20872 | -20918 | -20962 | -21001 | -21043 | -21090 | -21133 | -21168 | -21199 | -21226 | -21242 | -21247 | -21250 | -21257 | -21262 | -21262 | -21261 | -21263 | -21269 | -21279 | -21293 | -21306 | -21313 | -21312 | -21303 | -21285 | -21261 | -21247 | -21244 | -21244 | -21244 | -21239 | -21226 | -21201 | -21155 | -21080 | -20986 | -20876 | -20749 | -20606 | -20445 | -20263 | -20067 | -19861 | -19647 | -19431 | -19221 | -19020 | -18831 | -18655 | -18497 | -18371 | -18280 | -18218 | -18184 | -18175 | -18182 | -18200 | -18223 | -18243 | -18274 | -18324 | -18395 | -18490 | -18611 | -18756 | -18918 | -19086 | -19256 | -19426 | -19587 | -19732 | -19854 | -19953 | -20027 | -20081 | -20121 | -20146 | -20152 | -20136 | -20103 | -20053 | -19988 | -19911 | -19819 | -19711 | -19587 | -19446 | -19288 | -19117 | -18936 | -18755 | -18575 | -18400 | -18236 | -18086 | -17951 | -17830 | -17721 | -17617 | -17519 | -17429 | -17350 | -17282 | -17222 | -17173 | -17136 | -17116 | -17105 | -17096 | -17088 | -17083 | -17079 | -17076 | -17078 | -17084 | -17093 | -17102 | -17111 | -17119 | -17130 | -17143 | -17153 | -17146 | -17137 | -17131 | -17126 | -17119 | -17111 | -17100 | -17097 | -17101 | -17103 | -17102 | -17101 | -17109 | -17132 | -17167 | -17210 | -17260 | -17318 | -17381 | -17448 | -17515 | -17579 | -17638 | -17686 | -17712 | -17714 | -17699 | -17674 | -17644 | -17613 | -17586 | -17576 | -17604 | -17656 | -17723 | -17797 | -17869 | -17932 | -17986 | -18031 | -18069 | -18102 | -18133 | -18166 | -18202 | -18245 | -18294 | -18348 | -18405 | -18449 | -18470 | -18470 | -18458 | -18441 | -18425 | -18422 | -18433 | -18445 | -18457 | -18469 | -18482 | -18496 | -18515 | -18535 | -18557 | -18577 | -18593 | -18605 | -18615 | -18626 | -18639 | -18646 | -18640 | -18633 | -18620 | -18598 | -18569 | -18539 | -18511 | -18487 | -18455 | -18425 | -18398 | -18372 | -18343 | -18311 | -18276 | -18238 | -18197 | -18154 | -18113 | -18075 | -18038 | -17999 | -17957 | -17917 | -17887 | -17866 | -17856 | -17858 | -17871 | -17895 | -17925 | -17949 | -17969 | -17980 | -17990 | -18001 | -18012 | -18024 | -18034 | -18042 | -18051 | -18061 | -18071 | -18081 | -18091 | -18102 | -18118 | -18148 | -18203 | -18274 | -18358 | -18459 | -18572 | -18688 | -18799 | -18891 | -18964 | -19051 | -19151 | -19261 | -19381 | -19510 | -19648 | -19793 | -19943 | -20096 | -20254 | -20414 | -20576 | -20741 | -20908 | -21060 | -21182 | -21268 | -21312 | -21313 | -21284 | -21234 | -21171 | -21115 | -21092 | -21066 | -21029 | -20986 | -20938 | -20885 | -20829 | -20772 | -20713 | -20649 | -20577 | -20497 | -20406 | -20301 | -20180 | -20042 | -19912 | -19803 | -19713 | -19646 | -19597 | -19561 | -19530 | -19491 | -19424 | -19343 | -19258 | -19168 | -19072 | -18968 | -18856 | -18738 | -18617 | -18493 | -18367 | -18240 | -18111 | -17981 | -17852 | -17746 | -17664 | -17602 | -17562 | -17534 | -17514 | -17497 | -17478 | -17450 | -17408 | -17366 | -17322 | -17275 | -17228 | -17186 | -17152 | -17125 | -17107 | -17097 | -17096 | -17104 | -17123 | -17154 | -17194 | -17227 | -17242 | -17235 | -17207 | -17162 | -17103 | -17039 | -16977 | -16941 | -16946 | -16960 | -16969 | -16976 | -16985 | -16991 | -16991 | -16983 | -16966 | -16940 | -16907 | -16868 | -16825 | -16777 | -16724 | -16669 | -16617 | -16574 | -16537 | -16507 | -16487 | -16476 | -16472 | -16459 | -16424 | -16386 | -16353 | -16326 | -16301 | -16279 | -16259 | -16243 | -16230 | -16218 | -16206 | -16194 | -16178 | -16161 | -16145 | -16121 | -16091 | -16065 | -16044 | -16022 | -16002 | -15988 | -15984 | -15992 | -15983 | -15970 | -15959 | -15942 | -15919 | -15898 | -15883 | -15873 | -15864 | -15860 | -15858 | -15858 | -15862 | -15870 | -15879 | -15898 | -15925 | -15940 | -15940 | -15928 | -15901 | -15860 | -15807 | -15759 | -15739 | -15718 | -15684 | -15644 | -15602 | -15556 | -15502 | -15442 | -15382 | -15322 | -15268 | -15216 | -15168 | -15120 | -15077 | -15022 | -14961 | -14901 | -14848 | -14817 | -14807 | -14809 | -14811 | -14791 | -14752 | -14720 | -14702 | -14693 | -14691 | -14696 | -14710 | -14731 | -14756 | -14780 | -14801 | -14818 | -14831 | -14837 | -14837 | -14852 | -14881 | -14926 | -14974 | -15013 | -15046 | -15072 | -15094 | -15113 | -15125 | -15131 | -15134 | -15134 | -15135 | -15134 | -15128 | -15115 | -15096 | -15075 | -15054 | -15037 | -15025 | -15019 | -15018 | -15014 | -15006 | -14996 | -14989 | -14994 | -15004 | -15015 | -15022 | -15018 | -15026 | -15052 | -15084 | -15117 | -15149 | -15178 | -15204 | -15230 | -15253 | -15271 | -15286 | -15300 | -15313 | -15325 | -15333 | -15339 | -15338 | -15316 | -15285 | -15245 | -15202 | -15159 | -15116 | -15073 | -15020 | -14967 | -14926 | -14894 | -14868 | -14849 | -14833 | -14822 | -14819 | -14819 | -14821 | -14819 | -14814 | -14807 | -14797 | -14780 | -14767 | -14764 | -14764 | -14768 | -14776 | -14789 | -14807 | -14835 | -14873 | -14923 | -14973 | -15027 | -15088 | -15155 | -15222 | -15288 | -15349 | -15408 | -15465 | -15521 | -15578 | -15634 | -15687 | -15733 | -15762 | -15769 | -15763 | -15748 | -15730 | -15709 | -15690 | -15675 | -15655 | -15612 | -15552 | -15474 | -15379 | -15270 | -15157 | -15046 | -14939 | -14838 | -14742 | -14648 | -14557 | -14467 | -14383 | -14315 | -14270 | -14253 | -14253 | -14262 | -14281 | -14312 | -14350 | -14380 | -14385 | -14395 | -14421 | -14464 | -14523 | -14589 | -14662 | -14737 | -14810 | -14876 | -14939 | -14998 | -15057 | -15116 | -15171 | -15219 | -15262 | -15317 | -15394 | -15484 | -15573 | -15648 | -15707 | -15756 | -15810 | -15885 | -15959 | -16023 | -16077 | -16122 | -16156 | -16179 | -16195 | -16207 | -16213 | -16211 | -16200 | -16182 | -16163 | -16154 | -16158 | -16168 | -16181 | -16197 | -16213 | -16228 | -16241 | -16256 | -16271 | -16286 | -16300 | -16314 | -16330 | -16349 | -16370 | -16391 | -16413 | -16438 | -16468 | -16508 | -16555 | -16608 | -16658 | -16685 | -16690 | -16681 | -16670 | -16655 | -16641 | -16629 | -16621 | -16619 | -16634 | -16656 | -16675 | -16693 | -16710 | -16726 | -16743 | -16767 | -16796 | -16829 | -16863 | -16897 | -16930 | -16963 | -16999 | -17045 | -17081 | -17098 | -17096 | -17084 | -17064 | -17043 | -17024 | -17007 | -16987 | -16945 | -16894 | -16841 | -16789 | -16737 | -16681 | -16621 | -16559 | -16498 | -16434 | -16366 | -16294 | -16220 | -16138 | -16046 | -15968 | -15900 | -15834 | -15764 | -15685 | -15597 | -15498 | -15394 | -15288 | -15192 | -15108 | -15027 | -14949 | -14875 | -14808 | -14750 | -14698 | -14649 | -14603 | -14567 | -14541 | -14521 | -14506 | -14480 | -14438 | -14361 | -14248 | -14115 | -13972 | -13828 | -13690 | -13562 | -13456 | -13370 | -13284 | -13204 | -13131 | -13067 | -13012 | -12963 | -12920 | -12886 | -12857 | -12831 | -12805 | -12782 | -12760 | -12737 | -12713 | -12702 | -12707 | -12720 | -12738 | -12757 | -12776 | -12791 | -12811 | -12846 | -12895 | -12953 | -13015 | -13080 | -13144 | -13203 | -13252 | -13291 | -13321 | -13343 | -13361 | -13377 | -13393 | -13403 | -13420 | -13435 | -13421 | -13393 | -13362 | -13331 | -13300 | -13269 | -13222 | -13151 | -13079 | -13007 | -12934 | -12861 | -12789 | -12721 | -12661 | -12610 | -12572 | -12545 | -12519 | -12491 | -12460 | -12456 | -12476 | -12535 | -12652 | -12809 | -12991 | -13186 | -13386 | -13579 | -13741 | -13890 | -14029 | -14158 | -14277 | -14387 | -14490 | -14585 | -14671 | -14744 | -14805 | -14855 | -14901 | -14944 | -14993 | -15049 | -15093 | -15128 | -15153 | -15167 | -15169 | -15160 | -15144 | -15125 | -15101 | -15069 | -15033 | -14995 | -14958 | -14921 | -14886 | -14855 | -14831 | -14814 | -14800 | -14790 | -14784 | -14781 | -14782 | -14787 | -14801 | -14835 | -14890 | -14960 | -15044 | -15138 | -15236 | -15330 | -15411 | -15472 | -15525 | -15572 | -15610 | -15641 | -15663 | -15676 | -15679 | -15674 | -15666 | -15653 | -15636 | -15617 | -15593 | -15568 | -15543 | -15513 | -15479 | -15440 | -15400 | -15362 | -15327 | -15296 | -15271 | -15256 | -15244 | -15231 | -15220 | -15210 | -15201 | -15192 | -15185 | -15178 | -15172 | -15167 | -15164 | -15159 | -15152 | -15133 | -15095 | -15027 | -14929 | -14811 | -14677 | -14527 | -14367 | -14209 | -14068 | -13961 | -13862 | -13771 | -13694 | -13628 | -13575 | -13531 | -13491 | -13456 | -13425 | -13396 | -13367 | -13339 | -13313 | -13290 | -13262 | -13223 | -13174 | -13115 | -13054 | -12994 | -12936 | -12881 | -12830 | -12789 | -12763 | -12747 | -12738 | -12734 | -12739 | -12757 | -12786 | -12824 | -12871 | -12925 | -12987 | -13058 | -13112 | -13133 | -13118 | -13079 | -13033 | -12988 | -12945 | -12906 | -12873 | -12849 | -12841 | -12857 | -12884 | -12917 | -12958 | -13006 | -13057 | -13110 | -13167 | -13229 | -13298 | -13372 | -13450 | -13529 | -13592 | -13652 | -13708 | -13755 | -13813 | -13880 | -13953 | -14026 | -14098 | -14165 | -14231 | -14320 | -14416 | -14507 | -14592 | -14672 | -14748 | -14817 | -14879 | -14931 | -14971 | -15001 | -15020 | -15030 | -15030 | -15024 | -15025 | -15035 | -15053 | -15078 | -15105 | -15131 | -15154 | -15171 | -15173 | -15140 | -15094 | -15042 | -14986 | -14930 | -14878 | -14831 | -14788 | -14747 | -14706 | -14666 | -14627 | -14587 | -14549 | -14504 | -14467 | -14440 | -14411 | -14381 | -14352 | -14326 | -14302 | -14282 | -14267 | -14256 | -14241 | -14220 | -14191 | -14150 | -14092 | -14015 | -13925 | -13830 | -13737 | -13651 | -13573 | -13504 | -13459 | -13443 | -13431 | -13423 | -13402 | -13372 | -13341 | -13311 | -13286 | -13267 | -13256 | -13244 | -13234 | -13228 | -13226 | -13230 | -13241 | -13261 | -13292 | -13332 | -13377 | -13426 | -13479 | -13539 | -13619 | -13724 | -13865 | -14054 | -14282 | -14529 | -14779 | -15027 | -15271 | -15509 | -15722 | -15914 | -16114 | -16313 | -16508 | -16695 | -16875 | -17041 | -17194 | -17334 | -17460 | -17570 | -17664 | -17741 | -17778 | -17772 | -17723 | -17655 | -17570 | -17464 | -17340 | -17198 | -17040 | -16869 | -16706 | -16584 | -16473 | -16364 | -16255 | -16150 | -16046 | -15946 | -15847 | -15750 | -15655 | -15563 | -15473 | -15380 | -15271 | -15160 | -15032 | -14859 | -14661 | -14461 | -14266 | -14081 | -13906 | -13741 | -13588 | -13415 | -13225 | -13031 | -12840 | -12655 | -12477 | -12309 | -12150 | -12000 | -11860 | -11729 | -11607 | -11493 | -11388 | -11292 | -11210 | -11124 | -11036 | -10952 | -10870 | -10792 | -10718 | -10649 | -10582 | -10514 | -10448 | -10379 | -10303 | -10219 | -10128 | -10026 | -9915 | -9793 | -9659 | -9515 | -9364 | -9210 | -9088 | -9001 | -8952 | -8958 | -8987 | -9022 | -9060 | -9100 | -9144 | -9187 | -9212 | -9209 | -9198 | -9191 | -9189 | -9190 | -9194 | -9203 | -9219 | -9240 | -9266 | -9293 | -9320 | -9344 | -9360 | -9379 | -9413 | -9459 | -9524 | -9613 | -9721 | -9843 | -9971 | -10100 | -10223 | -10328 | -10435 | -10543 | -10651 | -10761 | -10871 | -10981 | -11090 | -11198 | -11305 | -11411 | -11517 | -11623 | -11741 | -11866 | -11983 | -12096 | -12205 | -12305 | -12398 | -12482 | -12558 | -12625 | -12683 | -12750 | -12828 | -12903 | -12979 | -13055 | -13131 | -13208 | -13284 | -13360 | -13438 | -13516 | -13596 | -13673 | -13717 | -13727 | -13694 | -13637 | -13570 | -13498 | -13422 | -13343 | -13263 | -13184 | -13107 | -13019 | -12902 | -12772 | -12627 | -12467 | -12295 | -12112 | -11918 | -11714 | -11506 | -11297 | -11091 | -10895 | -10749 | -10649 | -10611 | -10614 | -10643 | -10687 | -10745 | -10820 | -10913 | -11017 | -11122 | -11218 | -11316 | -11423 | -11536 | -11655 | -11782 | -11920 | -12071 | -12234 | -12407 | -12588 | -12776 | -12963 | -13131 | -13277 | -13411 | -13548 | -13692 | -13832 | -13959 | -14062 | -14135 | -14174 | -14183 | -14167 | -14135 | -14097 | -14056 | -14021 | -13993 | -13972 | -13956 | -13943 | -13929 | -13912 | -13889 | -13864 | -13851 | -13856 | -13876 | -13900 | -13917 | -13932 | -13949 | -13969 | -14000 | -14045 | -14109 | -14190 | -14285 | -14385 | -14487 | -14585 | -14679 | -14770 | -14856 | -14938 | -15018 | -15094 | -15168 | -15235 | -15285 | -15314 | -15324 | -15323 | -15324 | -15332 | -15349 | -15379 | -15420 | -15469 | -15520 | -15576 | -15640 | -15705 | -15767 | -15825 | -15877 | -15922 | -15960 | -15990 | -16011 | -16026 | -16035 | -16038 | -16040 | -16043 | -16040 | -16021 | -15989 | -15949 | -15902 | -15847 | -15787 | -15722 | -15659 | -15608 | -15581 | -15561 | -15547 | -15540 | -15539 | -15541 | -15547 | -15561 | -15584 | -15610 | -15644 | -15679 | -15702 | -15702 | -15679 | -15654 | -15636 | -15625 | -15619 | -15618 | -15619 | -15621 | -15624 | -15632 | -15640 | -15650 | -15662 | -15678 | -15696 | -15717 | -15737 | -15754 | -15762 | -15761 | -15754 | -15745 | -15734 | -15730 | -15744 | -15772 | -15799 | -15823 | -15842 | -15859 | -15876 | -15891 | -15904 | -15906 | -15905 | -15904 | -15901 | -15893 | -15879 | -15860 | -15837 | -15813 | -15792 | -15778 | -15766 | -15753 | -15741 | -15742 | -15749 | -15759 | -15768 | -15775 | -15777 | -15772 | -15763 | -15750 | -15736 | -15722 | -15718 | -15718 | -15720 | -15728 | -15740 | -15758 | -15779 | -15795 | -15801 | -15806 | -15811 | -15820 | -15829 | -15827 | -15799 | -15738 | -15656 | -15560 | -15455 | -15350 | -15248 | -15151 | -15059 | -14968 | -14855 | -14727 | -14587 | -14436 | -14275 | -14104 | -13927 | -13754 | -13586 | -13419 | -13254 | -13091 | -12941 | -12810 | -12701 | -12607 | -12516 | -12428 | -12339 | -12249 | -12159 | -12070 | -11985 | -11905 | -11840 | -11795 | -11770 | -11767 | -11786 | -11826 | -11891 | -11981 | -12100 | -12237 | -12387 | -12530 | -12632 | -12696 | -12699 | -12676 | -12648 | -12613 | -12571 | -12520 | -12461 | -12395 | -12331 | -12306 | -12313 | -12321 | -12322 | -12312 | -12289 | -12254 | -12205 | -12139 | -12052 | -11953 | -11846 | -11732 | -11611 | -11491 | -11369 | -11228 | -11079 | -10929 | -10779 | -10630 | -10482 | -10334 | -10188 | -10042 | -9889 | -9740 | -9599 | -9470 | -9353 | -9250 | -9159 | -9079 | -9009 | -8948 | -8894 | -8839 | -8757 | -8671 | -8587 | -8497 | -8401 | -8306 | -8217 | -8136 | -8063 | -7998 | -7944 | -7891 | -7835 | -7772 | -7697 | -7607 | -7499 | -7374 | -7232 | -7079 | -6921 | -6764 | -6610 | -6481 | -6426 | -6411 | -6466 | -6595 | -6764 | -6956 | -7156 | -7357 | -7555 | -7748 | -7929 | -8087 | -8252 | -8413 | -8576 | -8747 | -8929 | -9114 | -9297 | -9469 | -9624 | -9757 | -9865 | -9943 | -9996 | -10024 | -10022 | -10015 | -10020 | -10049 | -10105 | -10189 | -10292 | -10407 | -10524 | -10613 | -10658 | -10702 | -10751 | -10803 | -10858 | -10919 | -10992 | -11083 | -11194 | -11327 | -11477 | -11632 | -11789 | -11942 | -12108 | -12272 | -12411 | -12516 | -12585 | -12626 | -12649 | -12660 | -12661 | -12661 | -12668 | -12663 | -12638 | -12588 | -12515 | -12424 | -12315 | -12188 | -12042 | -11878 | -11701 | -11522 | -11351 | -11188 | -11021 | -10841 | -10649 | -10450 | -10245 | -10032 | -9809 | -9575 | -9332 | -9092 | -8875 | -8674 | -8489 | -8323 | -8176 | -8043 | -7925 | -7826 | -7743 | -7680 | -7639 | -7611 | -7580 | -7548 | -7515 | -7491 | -7485 | -7497 | -7528 | -7579 | -7650 | -7744 | -7861 | -7990 | -8126 | -8277 | -8438 | -8605 | -8778 | -8956 | -9136 | -9315 | -9491 | -9658 | -9811 | -9939 | -10055 | -10163 | -10274 | -10396 | -10525 | -10655 | -10784 | -10911 | -11033 | -11151 | -11266 | -11371 | -11458 | -11539 | -11618 | -11695 | -11768 | -11839 | -11907 | -11971 | -12030 | -12088 | -12145 | -12221 | -12321 | -12443 | -12573 | -12702 | -12828 | -12954 | -13079 | -13200 | -13314 | -13416 | -13505 | -13581 | -13648 | -13711 | -13766 | -13813 | -13851 | -13882 | -13906 | -13923 | -13936 | -13947 | -13957 | -13958 | -13938 | -13891 | -13823 | -13740 | -13648 | -13549 | -13445 | -13338 | -13232 | -13133 | -13041 | -12958 | -12878 | -12792 | -12702 | -12612 | -12523 | -12438 | -12358 | -12283 | -12213 | -12147 | -12090 | -12033 | -11973 | -11904 | -11826 | -11744 | -11665 | -11588 | -11514 | -11444 | -11380 | -11320 | -11269 | -11232 | -11210 | -11216 | -11243 | -11286 | -11342 | -11409 | -11485 | -11567 | -11653 | -11737 | -11814 | -11875 | -11925 | -11961 | -11975 | -11966 | -11930 | -11872 | -11799 | -11716 | -11625 | -11528 | -11427 | -11333 | -11265 | -11210 | -11159 | -11113 | -11070 | -11023 | -10970 | -10910 | -10846 | -10778 | -10712 | -10650 | -10586 | -10521 | -10469 | -10435 | -10419 | -10416 | -10418 | -10418 | -10416 | -10409 | -10395 | -10373 | -10348 | -10305 | -10247 | -10181 | -10119 | -10068 | -10029 | -10000 | -9981 | -9974 | -9973 | -9949 | -9913 | -9871 | -9813 | -9751 | -9682 | -9603 | -9517 | -9428 | -9337 | -9248 | -9163 | -9088 | -9019 | -8959 | -8903 | -8846 | -8778 | -8698 | -8609 | -8514 | -8415 | -8309 | -8201 | -8103 | -8006 | -7929 | -7862 | -7798 | -7743 | -7699 | -7666 | -7643 | -7624 | -7607 | -7589 | -7568 | -7534 | -7482 | -7421 | -7359 | -7299 | -7244 | -7195 | -7151 | -7113 | -7079 | -7048 | -7005 | -6952 | -6894 | -6806 | -6706 | -6609 | -6518 | -6429 | -6343 | -6259 | -6179 | -6106 | -6041 | -5964 | -5883 | -5799 | -5704 | -5599 | -5486 | -5365 | -5235 | -5098 | -4957 | -4815 | -4715 | -4667 | -4661 | -4719 | -4804 | -4899 | -5000 | -5106 | -5215 | -5323 | -5428 | -5522 | -5591 | -5645 | -5700 | -5766 | -5847 | -5934 | -6021 | -6109 | -6196 | -6282 | -6366 | -6446 | -6480 | -6477 | -6434 | -6350 | -6249 | -6133 | -6005 | -5871 | -5739 | -5614 | -5496 | -5389 | -5301 | -5224 | -5147 | -5064 | -4974 | -4885 | -4804 | -4731 | -4663 | -4602 | -4547 | -4497 | -4477 | -4487 | -4525 | -4588 | -4667 | -4768 | -4896 | -5050 | -5230 | -5429 | -5643 | -5863 | -6077 | -6271 | -6468 | -6678 | -6897 | -7119 | -7340 | -7563 | -7788 | -8016 | -8244 | -8472 | -8719 | -8972 | -9224 | -9487 | -9742 | -9974 | -10177 | -10345 | -10477 | -10577 | -10652 | -10709 | -10752 | -10822 | -10912 | -10992 | -11062 | -11127 | -11186 | -11236 | -11274 | -11299 | -11315 | -11323 | -11298 | -11250 | -11161 | -11058 | -10956 | -10861 | -10772 | -10688 | -10610 | -10537 | -10469 | -10403 | -10343 | -10264 | -10163 | -10054 | -9942 | -9825 | -9704 | -9585 | -9470 | -9363 | -9260 | -9161 | -9066 | -8977 | -8915 | -8871 | -8849 | -8851 | -8874 | -8911 | -8956 | -9006 | -9057 | -9107 | -9144 | -9170 | -9201 | -9235 | -9271 | -9310 | -9351 | -9396 | -9442 | -9490 | -9540 | -9593 | -9642 | -9685 | -9721 | -9762 | -9793 | -9803 | -9794 | -9770 | -9736 | -9696 | -9653 | -9610 | -9576 | -9577 | -9610 | -9649 | -9691 | -9730 | -9766 | -9802 | -9836 | -9871 | -9908 | -9940 | -9949 | -9933 | -9880 | -9797 | -9709 | -9621 | -9534 | -9447 | -9358 | -9268 | -9177 | -9085 | -8994 | -8908 | -8814 | -8714 | -8610 | -8507 | -8404 | -8296 | -8179 | -8053 | -7916 | -7773 | -7673 | -7617 | -7615 | -7627 | -7624 | -7607 | -7578 | -7539 | -7489 | -7427 | -7357 | -7279 | -7196 | -7079 | -6923 | -6771 | -6638 | -6521 | -6415 | -6316 | -6223 | -6135 | -6048 | -5954 | -5824 | -5677 | -5518 | -5349 | -5180 | -5016 | -4857 | -4708 | -4568 | -4437 | -4317 | -4209 | -4110 | -4015 | -3929 | -3834 | -3717 | -3582 | -3438 | -3329 | -3329 | -3329 | -3329 | -3329 | -3329 | -3329 | -3329 | -3329 | -3329 | -3329 | -3329 | -3329 | -3329 | -3329 | -3479 | -3642 | -3796 | -3936 | -4084 | -4246 | -4413 | -4580 | -4746 | -4915 | -5087 | -5258 | -5424 | -5585 | -5725 | -5839 | -5913 | -5960 | -5993 | -6016 | -6035 | -6051 | -6063 | -6069 | -6067 | -6064 | -6070 | -6099 | -6151 | -6206 | -6268 | -6341 | -6423 | -6510 | -6598 | -6688 | -6783 | -6869 | -6939 | -6987 | -7026 | -7075 | -7135 | -7199 | -7261 | -7317 | -7363 | -7398 | -7423 | -7435 | -7432 | -7423 | -7411 | -7398 | -7380 | -7356 | -7329 | -7297 | -7260 | -7219 | -7175 | -7128 | -7080 | -7048 | -7016 | -6961 | -6889 | -6809 | -6729 | -6651 | -6578 | -6511 | -6448 | -6389 | -6335 | -6281 | -6214 | -6143 | -6069 | -5991 | -5910 | -5824 | -5735 | -5642 | -5544 | -5448 | -5389 | -5353 | -5360 | -5405 | -5478 | -5572 | -5681 | -5801 | -5932 | -6070 | -6214 | -6363 | -6514 | -6646 | -6769 | -6897 | -7029 | -7165 | -7304 | -7446 | -7590 | -7738 | -7887 | -8036 | -8176 | -8297 | -8396 | -8476 | -8531 | -8560 | -8565 | -8546 | -8506 | -8448 | -8379 | -8303 | -8223 | -8165 | -8133 | -8108 | -8083 | -8055 | -8030 | -8008 | -7989 | -7973 | -7962 | -7946 | -7906 | -7850 | -7762 | -7641 | -7502 | -7351 | -7193 | -7035 | -6881 | -6734 | -6592 | -6459 | -6344 | -6227 | -6083 | -5924 | -5765 | -5615 | -5476 | -5344 | -5218 | -5100 | -4992 | -4902 | -4853 | -4836 | -4863 | -4927 | -5013 | -5118 | -5238 | -5368 | -5503 | -5639 | -5776 | -5906 | -6019 | -6132 | -6263 | -6390 | -6512 | -6626 | -6728 | -6819 | -6898 | -6963 | -7013 | -7049 | -7059 | -7075 | -7101 | -7134 | -7177 | -7234 | -7302 | -7380 | -7465 | -7554 | -7643 | -7730 | -7815 | -7884 | -7962 | -8057 | -8158 | -8261 | -8362 | -8460 | -8558 | -8654 | -8749 | -8837 | -8914 | -8949 | -8952 | -8951 | -8945 | -8928 | -8902 | -8868 | -8828 | -8785 | -8742 | -8699 | -8656 | -8625 | -8602 | -8575 | -8543 | -8512 | -8490 | -8478 | -8473 | -8473 | -8477 | -8482 | -8470 | -8454 | -8405 | -8345 | -8284 | -8220 | -8152 | -8080 | -8007 | -7937 | -7872 | -7815 | -7770 | -7726 | -7656 | -7580 | -7500 | -7411 | -7308 | -7189 | -7061 | -6932 | -6803 | -6687 | -6626 | -6617 | -6676 | -6762 | -6855 | -6950 | -7047 | -7143 | -7240 | -7335 | -7426 | -7512 | -7590 | -7656 | -7746 | -7850 | -7958 | -8068 | -8186 | -8310 | -8437 | -8563 | -8684 | -8789 | -8857 | -8882 | -8864 | -8824 | -8773 | -8717 | -8657 | -8589 | -8511 | -8423 | -8325 | -8215 | -8099 | -7993 | -7877 | -7755 | -7631 | -7504 | -7372 | -7234 | -7089 | -6938 | -6784 | -6632 | -6486 | -6346 | -6196 | -6019 | -5823 | -5619 | -5417 | -5226 | -5052 | -4893 | -4751 | -4631 | -4532 | -4437 | -4336 | -4230 | -4125 | -4025 | -3928 | -3840 | -3761 | -3690 | -3623 | -3564 | -3523 | -3515 | -3549 | -3615 | -3696 | -3786 | -3881 | -3978 | -4078 | -4184 | -4294 | -4404 | -4512 | -4605 | -4675 | -4742 | -4808 | -4876 | -4946 | -5015 | -5086 | -5158 | -5232 | -5310 | -5399 | -5496 | -5607 | -5740 | -5896 | -6068 | -6243 | -6412 | -6570 | -6709 | -6832 | -6934 | -7016 | -7084 | -7157 | -7227 | -7291 | -7353 | -7413 | -7470 | -7525 | -7576 | -7626 | -7672 | -7698 | -7703 | -7679 | -7639 | -7585 | -7518 | -7444 | -7369 | -7298 | -7232 | -7170 | -7111 | -7054 | -7004 | -6971 | -6949 | -6935 | -6927 | -6919 | -6910 | -6900 | -6887 | -6866 | -6834 | -6798 | -6764 | -6728 | -6699 | -6681 | -6674 | -6677 | -6687 | -6702 | -6721 | -6744 | -6768 | -6794 | -6816 | -6826 | -6833 | -6833 | -6829 | -6822 | -6813 | -6805 | -6801 | -6806 | -6817 | -6842 | -6867 | -6907 | -6937 | -6950 | -6947 | -6934 | -6914 | -6888 | -6852 | -6807 | -6755 | -6695 | -6634 | -6587 | -6550 | -6525 | -6507 | -6495 | -6487 | -6480 | -6470 | -6458 | -6431 | -6373 | -6296 | -6188 | -6073 | -5965 | -5867 | -5777 | -5694 | -5621 | -5561 | -5514 | -5479 | -5455 | -5436 | -5401 | -5353 | -5293 | -5227 | -5155 | -5076 | -4989 | -4901 | -4814 | -4742 | -4704 | -4696 | -4727 | -4770 | -4815 | -4861 | -4910 | -4965 | -5026 | -5094 | -5170 | -5250 | -5331 | -5407 | -5481 | -5565 | -5657 | -5754 | -5860 | -5975 | -6099 | -6230 | -6362 | -6501 | -6646 | -6787 | -6935 | -7092 | -7253 | -7416 | -7573 | -7719 | -7849 | -7962 | -8059 | -8146 | -8224 | -8299 | -8378 | -8451 | -8516 | -8578 | -8637 | -8695 | -8755 | -8815 | -8876 | -8915 | -8923 | -8890 | -8830 | -8757 | -8675 | -8585 | -8487 | -8384 | -8280 | -8173 | -8065 | -7956 | -7850 | -7761 | -7713 | -7676 | -7643 | -7611 | -7576 | -7541 | -7503 | -7466 | -7427 | -7383 | -7338 | -7305 | -7253 | -7190 | -7123 | -7054 | -6981 | -6910 | -6842 | -6774 | -6705 | -6630 | -6551 | -6464 | -6344 | -6217 | -6089 | -5956 | -5820 | -5679 | -5535 | -5388 | -5237 | -5101 | -4979 | -4867 | -4769 | -4673 | -4584 | -4507 | -4445 | -4397 | -4362 | -4341 | -4333 | -4342 | -4367 | -4399 | -4447 | -4508 | -4581 | -4665 | -4759 | -4862 | -4974 | -5093 | -5221 | -5345 | -5464 | -5566 | -5672 | -5779 | -5882 | -5976 | -6056 | -6119 | -6164 | -6194 | -6212 | -6217 | -6209 | -6196 | -6174 | -6143 | -6101 | -6048 | -5989 | -5924 | -5852 | -5770 | -5677 | -5572 | -5449 | -5323 | -5161 | -4978 | -4792 | -4610 | -4438 | -4278 | -4130 | -3992 | -3861 | -3739 | -3627 | -3526 | -3426 | -3329 | -3329 | -3329 | -3329 | -3329 | -3329 | -3329 | -3329 | -3329 | -3329 | -3329 | -3329 | -3329 | -3329 | -3329 | -3329 | -3329 | -3329 | -3329 | -3329 | -3329 | -3329 | -3329 | -3329 | -3329 | -3329 | -3329 | -3329 | -3329 | -3329 | -3329 | -3329 | -3329 | -3329 | -3329 | -3329 | -3329 | -3329 | -3329 | -3329 | -3329 | -3329 | -3329 | -3329 | -3329 | -3329 | -3329 | -3329 | -3329 | -3329 | -3329 | -3329 | -3329 | -3329 | -3329 | -3329 | -3329 | -3329 | -3329 | -3329 | -3329 | -3329 | -3329 | -3329 | -3329 | -3329 | -3329 | -3329 | -3329 | -3329 | -3329 | -3502 | -3705 | -3899 | -4083 | -4258 | -4423 | -4576 | -4718 | -4848 | -4952 | -5022 | -5052 | -5031 | -4989 | -4939 | -4883 | -4822 | -4756 | -4685 | -4609 | -4528 | -4444 | -4359 | -4280 | -4201 | -4117 | -4028 | -3936 | -3844 | -3751 | -3660 | -3568 | -3475 | -3385 | -3329 | -3329 | -3329 | -3329 | -3329 | -3329 | -3329 | -3329 | -3329 | -3329 | -3329 | -3329 | -3329 | -3329 | -3329 | -3329 | -3329 | -3329 | -3329 | -3329 | -3329 | -3329 | -3329 | -3329 | -3329 | -3329 | -3329 | -3329 | -3329 | -3329 | -3329 | -3329 | -3329 | -3329 | -3329 | -3329 | -3329 | -3329 | -3329 | -3329 | -3329 | -3329 | -3329 | -3329 | -3329 | -3329 | -3329 | -3329 | -3329 | -3329 | -3329 | -3329 | -3329 | -3329 | -3329 | -3329 | -3329 | -3410 | -3524 | -3630 | -3729 | -3815 | -3894 | -3959 | -4017 | -4070 | -4122 | -4170 | -4215 | -4261 | -4307 | -4365 | -4431 | -4503 | -4570 | -4632 | -4693 | -4757 | -4831 | -4914 | -5005 | -5100 | -5193 | -5281 | -5360 | -5429 | -5490 | -5551 | -5609 | -5663 | -5712 | -5757 | -5800 | -5840 | -5878 | -5899 | -5897 | -5862 | -5800 | -5723 | -5639 | -5550 | -5453 | -5350 | -5241 | -5131 | -5021 | -4913 | -4806 | -4703 | -4621 | -4545 | -4471 | -4399 | -4332 | -4269 | -4211 | -4157 | -4107 | -4054 | -3993 | -3923 | -3839 | -3762 | -3693 | -3630 | -3572 | -3513 | -3453 | -3389 | -3329 | -3329 | -3329 | -3329 | -3329 | -3329 | -3329 | -3329 | -3329 | -3329 | -3329 | -3329 | -3329 | -3329 | -3329 | -3329 | -3329 | -3329 | -3329 | -3329 | -3329 | -3329 | -3329 | -3329 | -3329 | -3329 | -3329 | -3329 | -3329 | -3329 | -3329 | -3329 | -3329 | -3329 | -3329 | -3329 | -3329 | -3329 | -3329 | -3329 | -3329 | -3329 | -3329 | -3329 | -3329 | -3329 | -3329 | -3329 | -3329 | -3329 | -3329 | -3329 | -3329 | -3329 | -3329 | -3329 | -3329 | -3329 | -3329 | -3329 | -3329 | -3329 | -3329 | -3329 | -3329 | -3329 | -3329 | -3329 | -3329 | -3329 | -3329 | -3329 | -3329 | -3329 | -3329 | -3329 | -3329 | -3329 | -3329 | -3329 | -3329 | -3329 | -3329 | -3329 | -3329 | -3329 | -3329 | -3329 | -3329 | -3329 | -3329 | -3329 | -3329 | -3329 | -3329 | -3329 | -3329 | -3329 | -3329 | -3329 | -3329 | -3329 | -3329 | -3329 | -3406 | -3598 | -3798 | -4009 | -4225 | -4425 | -4589 | -4720 | -4831 | -4931 | -5020 | -5100 | -5175 | -5241 | -5301 | -5354 | -5401 | -5446 | -5492 | -5545 | -5617 | -5688 | -5754 | -5812 | -5863 | -5904 | -5934 | -5954 | -5965 | -5958 | -5947 | -5924 | -5895 | -5866 | -5840 | -5815 | -5788 | -5758 | -5721 | -5679 | -5630 | -5575 | -5516 | -5456 | -5396 | -5322 | -5242 | -5158 | -5068 | -4971 | -4870 | -4765 | -4661 | -4585 | -4543 | -4542 | -4556 | -4578 | -4609 | -4649 | -4693 | -4742 | -4790 | -4834 | -4870 | -4900 | -4926 | -4947 | -4957 | -4967 | -4977 | -4985 | -4993 | -5005 | -5019 | -5035 | -5051 | -5065 | -5081 | -5096 | -5118 | -5141 | -5160 | -5178 | -5198 | -5223 | -5257 | -5306 | -5368 | -5442 | -5517 | -5588 | -5656 | -5733 | -5812 | -5892 | -5974 | -6057 | -6142 | -6227 | -6312 | -6377 | -6417 | -6426 | -6428 | -6428 | -6429 | -6433 | -6443 | -6459 | -6479 | -6503 | -6527 | -6547 | -6561 | -6571 | -6572 | -6563 | -6551 | -6536 | -6516 | -6490 | -6461 | -6429 | -6395 | -6368 | -6353 | -6348 | -6340 | -6338 | -6346 | -6362 | -6379 | -6393 | -6399 | -6395 | -6380 | -6358 | -6335 | -6313 | -6300 | -6296 | -6301 | -6317 | -6342 | -6373 | -6407 | -6442 | -6476 | -6483 | -6465 | -6417 | -6342 | -6256 | -6159 | -6049 | -5933 | -5816 | -5706 | -5606 | -5521 | -5451 | -5397 | -5357 | -5302 | -5224 | -5135 | -5034 | -4922 | -4805 | -4683 | -4558 | -4435 | -4362 | -4337 | -4375 | -4458 | -4560 | -4671 | -4785 | -4898 | -5010 | -5117 | -5221 | -5315 | -5396 | -5464 | -5523 | -5588 | -5669 | -5758 | -5853 | -5952 | -6054 | -6156 | -6260 | -6363 | -6444 | -6494 | -6498 | -6468 | -6417 | -6351 | -6280 | -6211 | -6142 | -6074 | -6007 | -5944 | -5889 | -5841 | -5798 | -5762 | -5735 | -5712 | -5693 | -5678 | -5669 | -5666 | -5668 | -5672 | -5666 | -5653 | -5630 | -5603 | -5572 | -5536 | -5495 | -5448 | -5394 | -5335 | -5271 | -5204 | -5134 | -5061 | -4989 | -4927 | -4855 | -4775 | -4694 | -4613 | -4534 | -4456 | -4378 | -4303 | -4225 | -4139 | -4059 | -3971 | -3887 | -3809 | -3735 | -3663 | -3595 | -3531 | -3470 | -3406 | -3343 | -3329 | -3329 | -3329 | -3329 | -3329 | -3329 | -3329 | -3329 | -3329 | -3329 | -3329 | -3329 | -3329 | -3329 | -3329 | -3329 | -3329 | -3329 | -3329 | -3329 | -3329 | -3329 | -3329 | -3329 | -3329 | -3329 | -3329 | -3329 | -3329 | -3329 | -3329 | -3329 | -3329 | -3329 | -3329 | -3329 | -3329 | -3329 | -3329 | -3329 | -3329 | -3329 | -3329 | -3329 | -3329 | -3329 | -3329 | -3329 | -3329 | -3329 | -3329 | -3329 | -3329 | -3329 | -3329 | -3329 | -3329 | -3329 | -3329 | -3329 | -3329 | -3329 | -3329 | -3329 | -3329 | -3329 | -3329 | -3329 | -3329 | -3329 | -3329 | -3329 | -3329 | -3334 | -3343 | -3351 | -3357 | -3359 | -3360 | -3363 | -3368 | -3376 | -3387 | -3397 | -3388 | -3359 | -3329 | -3329 | -3329 | -3329 | -3329 | -3329 | -3329 | -3329 | -3329 | -3329 | -3329 | -3329 | -3329 | -3329 | -3329 | -3329 | -3329 | -3329 | -3329 | -3329 | -3329 | -3329 | -3329 | -3329 | -3329 | -3329 | -3329 | -3329 | -3329 | -3329 | -3329 | -3329 | -3329 | -3329 | -3329 | -3329 | -3329 | -3329 | -3329 | -3329 | -3329 | -3329 | -3329 | -3329 | -3329 | -3329 | -3329 | -3329 | -3329 | -3329 | -3329 | -3329 | -3329 | -3329 | -3329 | -3329 | -3329 | -3329 | -3329 | -3329 | -3329 | -3329 | -3329 | -3329 | -3329 | -3329 | -3329 | -3329 | -3329 | -3329 | -3329 | -3329 | -3329 | -3329 | -3329 | -3329 | -3329 | -3329 | -3329 | -3329 | -3329 | -3329 | -3329 | -3329 | -3329 | -3329 | -3329 | -3329 | -3329 | -3329 | -3329 | -3329 | -3329 | -3329 | -3329 | -3329 | -3329 | -3329 | -3329 | -3329 | -3329 | -3329 | -3329 | -3329 | -3329 | -3329 | -3329 | -3329 | -3329 | -3329 | -3329 | -3329 | -3329 | -3329 | -3329 | -3329 | -3329 | -3329 | -3329 | -3329 | -3329 | -3329 | -3329 | -3329 | -3329 | -3329 | -3329 | -3329 | -3329 | -3329 | -3329 | -3329 | -3329 | -3329 | -3329 | -3329 | -3329 | -3329 | -3329 | -3329 | -3329 | -3329 | -3329 | -3329 | -3329 | -3329 | -3329 | -3329 | -3329 | -3329 | -3329 | -3329 | -3329 | -3329 | -3329 | -3329 | -3329 | -3329 | -3329 | -3329 | -3329 | -3329 | -3329 | -3329 | -3329 | -3329 | -3329 | -3329 | -3329 | -3329 | -3329 | -3329 | -3329 | -3329 | -3329 | -3329 | -3329 | -3329 | -3329 | -3329 | -3329 | -3329 | -3329 | -3329 | -3329 | -3329 | -3329 | -3329 | -3329 | -3329 | -3329 | -3329 | -3329 | -3329 | -3329 | -3329 | -3329 | -3329 | -3329 | -3329 | -3329 | -3329 | -3329 | -3329 | -3329 | -3329 | -3329 | -3329 | -3329 | -3329 | -3329 | -3329 | -3329 | -3329 | -3329 | -3329 | -3329 | -3329 | -3329 | -3329 | -3329 | -3329 | -3329 | -3329 | -3329 | -3329 | -3329 | -3329 | -3329 | -3329 | -3329 | -3329 | -3329 | -3453 | -3570 | -3685 | -3802 | -3927 | -4051 | -4185 | -4333 | -4487 | -4639 | -4785 | -4923 | -5050 | -5163 | -5262 | -5343 | -5408 | -5458 | -5499 | -5543 | -5585 | -5618 | -5646 | -5677 | -5711 | -5749 | -5787 | -5828 | -5858 | -5870 | -5846 | -5797 | -5730 | -5644 | -5543 | -5427 | -5300 | -5166 | -5030 | -4895 | -4764 | -4640 | -4535 | -4452 | -4367 | -4280 | -4194 | -4107 | -4020 | -3935 | -3854 | -3776 | -3694 | -3598 | -3501 | -3386 | -3329 | -3329 | -3329 | -3329 | -3329 | -3329 | -3329 | -3329 | -3329 | -3329 | -3329 | -3329 | -3329 | -3329 | -3329 | -3329 | -3329 | -3329 | -3329 | -3329 | -3329 | -3329 | -3329 | -3329 | -3329 | -3329 | -3329 | -3329 | -3329 | -3329 | -3329 | -3329 | -3329 | -3329 | -3329 | -3329 | -3329 | -3329 | -3329 | -3329 | -3329 | -3329 | -3329 | -3329 | -3329 | -3329 | -3329 | -3329 | -3329 | -3329 | -3329 | -3329 | -3329 | -3329 | -3329 | -3329 | -3329 | -3329 | -3329 | -3329 | -3329 | -3329 | -3329 | -3329 | -3329 | -3329 | -3329 | -3329 | -3329 | -3329 | -3329 | -3329 | -3329 | -3329 | -3329 | -3329 | -3329 | -3329 | -3329 | -3329 | -3329 | -3329 | -3329 | -3329 | -3329 | -3329 | -3329 | -3329 | -3329 | -3329 | -3329 | -3329 | -3329 | -3329 | -3329 | -3329 | -3329 | -3329 | -3329 | -3329 | -3329 | -3329 | -3329 | -3329 | -3329 | -3329 | -3329 | -3329 | -3329 | -3329 | -3329 | -3329 | -3329 | -3329 | -3329 | -3329 | -3329 | -3329 | -3329 | -3329 | -3329 | -3329 | -3329 | -3329 | -3329 | -3329 | -3329 | -3329 | -3329 | -3329 | -3329 | -3329 | -3329 | -3329 | -3329 | -3329 | -3329 | -3329 | -3329 | -3329 | -3329 | -3329 | -3329 | -3329 | -3329 | -3329 | -3329 | -3329 | -3329 | -3329 | -3329 | -3329 | -3329 | -3329 | -3329 | -3329 | -3329 | -3329 | -3329 | -3329 | -3329 | -3329 | -3329 | -3329 | -3329 | -3329 | -3329 | -3329 | -3329 | -3329 | -3329 | -3329 | -3329 | -3329 | -3329 | -3329 | -3329 | -3329 | -3329 | -3329 | -3329 | -3329 | -3329 | -3329 | -3329 | -3329 | -3329 | -3329 | -3329 | -3329 | -3329 | -3329 | -3329 | -3329 | -3329 | -3329 | -3329 | -3329 | -3329 | -3329 | -3329 | -3329 | -3329 | -3329 | -3329 | -3329 | -3329 | -3329 | -3329 | -3329 | -3329 | -3329 | -3329 | -3329 | -3329 | -3329 | -3329 | -3329 | -3329 | -3329 | -3329 | -3329 | -3329 | -3329 | -3329 | -3329 | -3329 | -3329 | -3329 | -3329 | -3329 | -3329 | -3329 | -3329 | -3329 | -3329 | -3329 | -3329 | -3329 | -3329 | -3329 | -3329 | -3329 | -3329 | -3329 | -3329 | -3329 | -3329 | -3329 | -3329 | -3329 | -3329 | -3329 | -3329 | -3329 | -3329 | -3329 | -3329 | -3329 | -3329 | -3329 | -3329 | -3329 | -3329 | -3329 | -3329 | -3329 | -3329 | -3329 | -3329 | -3329 | -3329 | -3329 | -3329 | -3329 | -3329 | -3329 | -3329 | -3329 | -3329 | -3329 | -3329 | -3329 | -3329 | -3329 | -3329 | -3329 | -3329 | -3329 | -3329 | -3329 | -3329 | -3329 | -3329 | -3329 | -3329 | -3329 | -3329 | -3329 | -3329 | -3329 | -3329 | -3329 | -3329 | -3329 | -3329 | -3329 | -3329 | -3329 | -3329 | -3329 | -3329 | -3329 | -3329 | -3329 | -3329 | -3329 | -3329 | -3329 | -3329 | -3329 | -3329 | -3329 | -3329 | -3329 | -3329 | -3329 | -3329 | -3329 | -3329 | -3329 | -3329 | -3329 | -3329 | -3329 | -3329 | -3329 | -3329 | -3329 | -3329 | -3329 | -3329 | -3329 | -3329 | -3329 | -3329 | -3329 | -3329 | -3329 | -3329 | -3329 | -3329 | -3329 | -3329 | -3329 | -3476 | -3587 | -3655 | -3677 | -3661 | -3621 | -3571 | -3517 | -3464 | -3412 | -3367 | -3329 | -3329 | -3329 | -3329 | -3329 | -3329 | -3329 | -3329 | -3329 | -3329 | -3329 | -3329 | -3329 | -3329 | -3329 | -3329 | -3329 | -3329 | -3329 | -3329 | -3329 | -3329 | -3329 | -3329 | -3329 | -3329 | -3329 | -3329 | -3329 | -3329 | -3329 | -3329 | -3329 | -3329 | -3329 | -3329 | -3329 | -3329 | -3329 | -3329 | -3329 | -3329 | -3329 | -3329 | -3329 | -3329 | -3329 | -3329 | -3329 | -3329 | -3329 | -3329 | -3329 | -3329 | -3329 | -3329 | -3329 | -3329 | -3329 | -3329 | -3329 | -3329 | -3329 | -3329 | -3329 | -3329 | -3329 | -3329 | -3329 | -3329 | -3329 | -3329 | -3329 | -3329 | -3329 | -3343 | -3381 | -3425 | -3476 | -3526 | -3575 | -3622 | -3666 | -3704 | -3736 | -3765 | -3784 | -3782 | -3768 | -3747 | -3735 | -3730 | -3733 | -3744 | -3766 | -3794 | -3827 | -3863 | -3899 | -3935 | -3971 | -4012 | -4056 | -4100 | -4144 | -4188 | -4234 | -4283 | -4337 | -4390 | -4437 | -4464 | -4479 | -4475 | -4445 | -4394 | -4330 | -4252 | -4158 | -4053 | -3939 | -3818 | -3693 | -3567 | -3459 | -3352 | -3329 | -3329 | -3329 | -3329 | -3329 | -3329 | -3329 | -3329 | -3329 | -3329 | -3329 | -3329 | -3329 | -3329 | -3329 | -3329 | -3329 | -3329 | -3329 | -3329 | -3329 | -3329 | -3329 | -3329 | -3329 | -3329 | -3329 | -3329 | -3329 | -3329 | -3329 | -3329 | -3329 | -3329 | -3329 | -3329 | -3329 | -3329 | -3329 | -3329 | -3329 | -3329 | -3329 | -3329 | -3329 | -3329 | -3329 | -3329 | -3329 | -3329 | -3329 | -3329 | -3329 | -3329 | -3329 | -3329 | -3329 | -3329 | -3329 | -3329 | -3329 | -3329 | -3329 | -3329 | -3329 | -3329 | -3329 | -3329 | -3329 | -3329 | -3329 | -3329 | -3329 | -3329 | -3329 | -3329 | -3329 | -3329 | -3329 | -3329 | -3329 | -3329 | -3329 | -3329 | -3329 | -3329 | -3329 | -3329 | -3329 | -3329 | -3329 | -3329 | -3329 | -3329 | -3329 | -3329 | -3329 | -3329 | -3329 | -3329 | -3329 | -3329 | -3329 | -3329 | -3329 | -3329 | -3329 | -3329 | -3329 | -3329 | -3329 | -3329 | -3329 | -3329 | -3329 | -3329 | -3329 | -3329 | -3329 | -3329 | -3329 | -3329 | -3329 | -3329 | -3329 | -3329 | -3329 | -3329 | -3329 | -3329 | -3329 | -3329 | -3329 | -3329 | -3329 | -3329 | -3329 | -3329 | -3329 | -3329 | -3329 | -3329 | -3329 | -3329 | -3329 | -3329 | -3329 | -3329 | -3329 | -3329 | -3329 | -3329 | -3329 | -3329 | -3329 | -3329 | -3329 | -3329 | -3329 | -3329 | -3329 | -3329 | -3329 | -3329 | -3329 | -3329 | -3329 | -3329 | -3329 | -3329 | -3329 | -3329 | -3329 | -3329 | -3329 | -3329 | -3329 | -3329 | -3329 | -3329 | -3329 | -3329 | -3329 | -3329 | -3329 | -3329 | -3329 | -3329 | -3329 | -3329 | -3329 | -3329 | -3329 | -3329 | -3329 | -3329 | -3329 | -3329 | -3329 | -3329 | -3329 | -3329 | -3329 | -3329 | -3329 | -3329 | -3329 | -3329 | -3329 | -3329 | -3329 | -3329 | -3329 | -3329 | -3329 | -3329 | -3329 | -3329 | -3329 | -3329 | -3329 | -3329 | -3329 | -3329 | -3329 | -3329 | -3329 | -3329 | -3329 | -3329 | -3329 | -3329 | -3329 | -3329 | -3329 | -3329 | -3329 | -3329 | -3329 | -3329 | -3329 | -3329 | -3329 | -3329 | -3329 | -3329 | -3329 | -3329 | -3329 | -3329 | -3329 | -3329 | -3329 | -3329 | -3329 | -3329 | -3329 | -3329 | -3329 | -3329 | -3329 | -3329 | -3329 | -3329 | -3329 | -3329 | -3329 | -3329 | -3329 | -3329 | -3329 | -3329 | -3329 | -3329 | -3329 | -3329 | -3329 | -3329 | -3329 | -3329 | -3329 | -3329 | -3329 | -3329 | -3329 | -3329 | -3329 | -3329 | -3329 | -3329 | -3329 | -3329 | -3329 | -3329 | -3329 | -3329 | -3329 | -3329 | -3329 | -3329 | -3329 | -3329 | -3329 | -3329 | -3329 | -3329 | -3329 | -3329 | -3329 | -3329 | -3329 | -3329 | -3329 | -3329 | -3329 | -3329 | -3329 | -3329 | -3329 | -3329 | -3329 | -3329 | -3329 | -3329 | -3329 | -3329 | -3329 | -3329 | -3329 | -3329 | -3329 | -3329 | -3329 | -3329 | -3329 | -3329 | -3329 | -3329 | -3329 | -3329 | -3329 | -3329 | -3329 | -3329 | -3329 | -3329 | -3329 | -3329 | -3329 | -3329 | -3329 | -3329 | -3329 | -3329 | -3329 | -3329 | -3329 | -3329 | -3329 | -3329 | -3329 | -3329 | -3329 | -3329 | -3329 | -3329 | -3329 | -3329 | -3329 | -3329 | -3329 | -3329 | -3329 | -3329 | -3329 | -3329 | -3329 | -3329 | -3329 | -3329 | -3329 | -3329 | -3329 | -3329 | -3329 | -3329 | -3329 | -3329 | -3329 | -3329 | -3329 | -3329 | -3329 | -3329 | -3329 | -3329 | -3329 | -3329 | -3329 | -3329 | -3329 | -3329 | -3329 | -3329 | -3329 | -3329 | -3329 | -3329 | -3329 | -3329 | -3329 | -3329 | -3329 | -3329 | -3329 | -3329 | -3329 | -3329 | -3329 | -3329 | -3329 | -3329 | -3329 | -3329 | -3329 | -3329 | -3329 | -3329 | -3329 | -3329 | -3329 | -3329 | -3329 | -3329 | -3329 | -3329 | -3329 | -3329 | -3329 | -3329 | -3329 | -3329 | -3329 | -3329 | -3329 | -3329 | -3329 | -3329 | -3329 | -3329 | -3329 | -3329 | -3329 | -3329 | -3329 | -3329 | -3329 | -3329 | -3329 | -3329 | -3329 | -3329 | -3329 | -3329 | -3329 | -3329 | -3329 | -3329 | -3329 | -3329 | -3329 | -3329 | -3329 | -3329 | -3329 | -3329 | -3329 | -3329 | -3329 | -3329 | -3329 | -3329 | -3329 | -3329 | -3329 | -3329 | -3329 | -3329 | -3329 | -3329 | -3329 | -3329 | -3329 | -3329 | -3329 | -3329 | -3329 | -3329 | -3329 | -3329 | -3329 | -3329 | -3329 | -3329 | -3329 | -3329 | -3329 | -3329 | -3329 | -3329 | -3329 | -3329 | -3329 | -3329 | -3329 | -3329 | -3329 | -3329 | -3329 | -3329 | -3329 | -3329 | -3329 | -3329 | -3329 | -3329 | -3329 | -3329 | -3329 | -3329 | -3329 | -3329 | -3329 | -3329 | -3329 | -3329 | -3329 | -3329 | -3329 | -3329 | -3329 | -3329 | -3329 | -3329 | -3329 | -3329 | -3329 | -3329 | -3329 | -3329 | -3329 | -3329 | -3329 | -3329 | -3329 | -3329 | -3329 | -3329 | -3329 | -3329 | -3329 | -3329 | -3329 | -3329 | -3329 | -3329 | -3329 | -3329 | -3329 | -3329 | -3329 | -3329 | -3329 | -3329 | -3329 | -3329 | -3329 | -3329 | -3329 | -3329 | -3329 | -3329 | -3329 | -3329 | -3329 | -3329 | -3329 | -3329 | -3329 | -3329 | -3329 | -3329 | -3329 | -3329 | -3329 | -3329 | -3329 | -3329 | -3329 | -3329 | -3329 | -3329 | -3329 | -3329 | -3329 | -3329 | -3329 | -3329 | -3329 | -3329 | -3329 | -3329 | -3329 | -3329 | -3329 | -3329 | -3329 | -3329 | -3329 | -3329 | -3329 | -3329 | -3329 | -3329 | -3329 | -3329 | -3329 | -3329 | -3329 | -3329 | -3329 | -3329 | -3329 | -3329 | -3329 | -3329 | -3329 | -3329 | -3329 | -3329 | -3329 | -3329 | -3329 | -3329 | -3329 | -3329 | -3329 | -3329 | -3329 | -3329 | -3329 | -3329 | -3329 | -3329 | -3329 | -3329 | -3329 | -3329 | -3329 | -3329 | -3329 | -3329 | -3329 | -3329 | -3329 | -3329 | -3329 | -3329 | -3329 | -3329 | -3329 | -3329 | -3329 | -3329 | -3329 | -3329 | -3329 | -3329 | -3329 | -3329 | -3329 | -3329 | -3329 | -3329 | -3329 | -3329 | -3329 | -3329 | -3329 | -3329 | -3329 | -3329 | -3329 | -3329 | -3329 | -3329 | -3329 | -3329 | -3329 | -3329 | -3329 | -3329 | -3329 | -3329 | -3329 | -3329 | -3329 | -3329 | -3329 | -3329 | -3329 | -3329 | -3329 | -3329 | -3329 | -3329 | -3329 | -3329 | -3329 | -3329 | -3329 | -3329 | -3329 | -3329 | -3329 | -3329 | -3329 | -3329 | -3329 | -3329 | -3329 | -3329 | -3329 | -3329 | -3329 | -3329 | -3329 | -3329 | -3329 | -3329 | -3329 | -3329 | -3329 | -3329 | -3329 | -3329 | -3329 | -3329 | -3329 | -3329 | -3329 | -3329 | -3329 | -3329 | -3329 | -3329 | -3329 | -3329 | -3329 | -3329 | -3329 | -3329 | -3329 | -3329 | -3329 | -3329 | -3329 | -3329 | -3329 | -3329 | -3329 | -3329 | -3329 | -3329 | -3329 | -3329 | -3329 | -3329 | -3329 | -3329 | -3329 | -3329 | -3329 | -3329 | -3329 | -3329 | -3329 | -3329 | -3329 | -3329 | -3329 | -3329 | -3329 | -3329 | -3329 | -3329 | -3329 | -3329 | -3329 | -3329 | -3329 | -3329 | -3329 | -3329 | -3329 | -3329 | -3329 | -3329 | -3329 | -3329 | -3329 | -3421 | -3518 | -3613 | -3716 | -3818 | -3925 | -4037 | -4148 | -4260 | -4370 | -4477 | -4583 | -4686 | -4787 | -4875 | -4934 | -4954 | -4935 | -4904 | -4868 | -4831 | -4795 | -4759 | -4728 | -4704 | -4686 | -4674 | -4658 | -4645 | -4630 | -4613 | -4601 | -4592 | -4587 | -4588 | -4593 | -4606 | -4623 | -4649 | -4697 | -4774 | -4888 | -5016 | -5150 | -5285 | -5424 | -5571 | -5725 | -5886 | -6049 | -6197 | -6308 | -6404 | -6488 | -6560 | -6619 | -6664 | -6697 | -6719 | -6734 | -6741 | -6742 | -6746 | -6763 | -6786 | -6807 | -6824 | -6841 | -6859 | -6871 | -6876 | -6871 | -6855 | -6830 | -6808 | -6810 | -6824 | -6845 | -6876 | -6915 | -6960 | -7010 | -7062 | -7114 | -7166 | -7218 | -7268 | -7304 | -7316 | -7312 | -7302 | -7286 | -7265 | -7243 | -7220 | -7197 | -7175 | -7156 | -7149 | -7149 | -7147 | -7147 | -7149 | -7153 | -7163 | -7180 | -7206 | -7237 | -7272 | -7308 | -7334 | -7338 | -7330 | -7307 | -7273 | -7233 | -7193 | -7150 | -7106 | -7063 | -7023 | -6982 | -6949 | -6922 | -6899 | -6881 | -6866 | -6853 | -6840 | -6827 | -6812 | -6798 | -6789 | -6784 | -6783 | -6771 | -6745 | -6693 | -6639 | -6591 | -6545 | -6502 | -6460 | -6416 | -6369 | -6320 | -6273 | -6222 | -6163 | -6100 | -6035 | -5968 | -5902 | -5835 | -5763 | -5688 | -5609 | -5528 | -5456 | -5419 | -5402 | -5404 | -5388 | -5351 | -5301 | -5247 | -5192 | -5141 | -5098 | -5062 | -5023 | -4974 | -4931 | -4893 | -4858 | -4824 | -4790 | -4758 | -4730 | -4703 | -4679 | -4657 | -4637 | -4614 | -4599 | -4600 | -4613 | -4632 | -4655 | -4680 | -4703 | -4724 | -4742 | -4758 | -4782 | -4819 | -4864 | -4914 | -4968 | -5023 | -5078 | -5132 | -5185 | -5235 | -5281 | -5323 | -5358 | -5373 | -5368 | -5330 | -5272 | -5201 | -5117 | -5020 | -4914 | -4803 | -4692 | -4588 | -4501 | -4424 | -4349 | -4279 | -4212 | -4149 | -4087 | -4028 | -3970 | -3915 | -3860 | -3806 | -3757 | -3727 | -3696 | -3667 | -3634 | -3592 | -3542 | -3489 | -3435 | -3384 | -3335 | -3329 | -3329 | -3329 | -3329 | -3329 | -3329 | -3329 | -3329 | -3329 | -3329 | -3329 | -3329 | -3329 | -3329 | -3329 | -3329 | -3329 | -3329 | -3329 | -3329 | -3329 | -3329 | -3329 | -3329 | -3329 | -3329 | -3329 | -3329 | -3329 | -3329 | -3329 | -3329 | -3329 | -3329 | -3329 | -3329 | -3329 | -3329 | -3329 | -3329 | -3329 | -3329 | -3329 | -3329 | -3329 | -3329 | -3329 | -3329 | -3329 | -3329 | -3329 | -3329 | -3329 | -3329 | -3329 | -3329 | -3329 | -3329 | -3329 | -3329 | -3329 | -3329 | -3329 | -3329 | -3329 | -3329 | -3329 | -3329 | -3329 | -3329 | -3329 | -3329 | -3329 | -3329 | -3329 | -3329 | -3329 | -3329 | -3329 | -3329 | -3329 | -3329 | -3329 | -3329 | -3329 | -3329 | -3329 | -3329 | -3329 | -3329 | -3329 | -3329 | -3329 | -3329 | -3329 | -3329 | -3329 | -3329 | -3329 | -3329 | -3329 | -3329 | -3329 | -3329 | -3329 | -3329 | -3329 | -3329 | -3329 | -3329 | -3329 | -3329 | -3329 | -3329 | -3329 | -3329 | -3329 | -3329 | -3329 | -3375 | -3434 | -3475 | -3494 | -3509 | -3522 | -3533 | -3543 | -3549 | -3553 | -3557 | -3560 | -3557 | -3550 | -3540 | -3553 | -3589 | -3659 | -3748 | -3844 | -3954 | -4079 | -4222 | -4379 | -4544 | -4705 | -4843 | -4980 | -5117 | -5254 | -5390 | -5527 | -5666 | -5807 | -5948 | -6087 | -6226 | -6362 | -6491 | -6609 | -6706 | -6796 | -6888 | -6975 | -7043 | -7092 | -7121 | -7134 | -7137 | -7138 | -7169 | -7203 | -7232 | -7264 | -7305 | -7351 | -7398 | -7445 | -7493 | -7539 | -7585 | -7630 | -7676 | -7695 | -7704 | -7676 | -7624 | -7560 | -7487 | -7407 | -7322 | -7233 | -7144 | -7069 | -7017 | -6963 | -6907 | -6844 | -6767 | -6681 | -6587 | -6485 | -6377 | -6265 | -6150 | -6034 | -5923 | -5830 | -5747 | -5686 | -5617 | -5538 | -5456 | -5377 | -5302 | -5231 | -5161 | -5090 | -4990 | -4884 | -4783 | -4685 | -4592 | -4504 | -4425 | -4355 | -4293 | -4241 | -4200 | -4172 | -4153 | -4139 | -4122 | -4095 | -4069 | -4055 | -4047 | -4039 | -4031 | -4023 | -4016 | -4008 | -4015 | -4029 | -4047 | -4067 | -4086 | -4100 | -4109 | -4115 | -4122 | -4125 | -4120 | -4107 | -4087 | -4081 | -4086 | -4113 | -4150 | -4201 | -4260 | -4329 | -4406 | -4489 | -4575 | -4657 | -4714 | -4761 | -4802 | -4837 | -4868 | -4899 | -4930 | -4958 | -4983 | -5005 | -5027 | -5049 | -5070 | -5101 | -5146 | -5215 | -5320 | -5440 | -5568 | -5702 | -5836 | -5968 | -6095 | -6213 | -6316 | -6417 | -6515 | -6614 | -6711 | -6807 | -6901 | -6995 | -7087 | -7181 | -7278 | -7375 | -7469 | -7546 | -7596 | -7614 | -7610 | -7594 | -7570 | -7539 | -7502 | -7464 | -7427 | -7402 | -7429 | -7476 | -7528 | -7584 | -7647 | -7715 | -7787 | -7863 | -7941 | -8021 | -8103 | -8183 | -8259 | -8323 | -8379 | -8417 | -8431 | -8434 | -8431 | -8428 | -8427 | -8428 | -8430 | -8436 | -8433 | -8420 | -8406 | -8391 | -8377 | -8363 | -8348 | -8331 | -8311 | -8285 | -8252 | -8216 | -8183 | -8164 | -8160 | -8170 | -8187 | -8209 | -8234 | -8258 | -8280 | -8301 | -8322 | -8342 | -8364 | -8382 | -8399 | -8415 | -8431 | -8445 | -8460 | -8479 | -8507 | -8544 | -8589 | -8639 | -8688 | -8726 | -8752 | -8763 | -8775 | -8794 | -8819 | -8846 | -8874 | -8901 | -8927 | -8956 | -8993 | -9035 | -9087 | -9141 | -9198 | -9257 | -9320 | -9382 | -9442 | -9498 | -9552 | -9607 | -9668 | -9730 | -9782 | -9837 | -9860 | -9860 | -9847 | -9823 | -9794 | -9760 | -9725 | -9706 | -9693 | -9677 | -9668 | -9665 | -9665 | -9663 | -9655 | -9639 | -9615 | -9586 | -9553 | -9525 | -9501 | -9482 | -9451 | -9417 | -9366 | -9304 | -9229 | -9145 | -9054 | -8959 | -8865 | -8788 | -8715 | -8647 | -8581 | -8520 | -8464 | -8413 | -8365 | -8321 | -8283 | -8248 | -8210 | -8166 | -8116 | -8066 | -8018 | -7978 | -7945 | -7894 | -7838 | -7780 | -7724 | -7674 | -7632 | -7596 | -7551 | -7494 | -7418 | -7320 | -7201 | -7069 | -6930 | -6785 | -6635 | -6483 | -6332 | -6184 | -6037 | -5900 | -5789 | -5673 | -5572 | -5485 | -5405 | -5336 | -5278 | -5224 | -5170 | -5107 | -5038 | -4969 | -4907 | -4855 | -4815 | -4786 | -4765 | -4752 | -4743 | -4737 | -4732 | -4726 | -4718 | -4714 | -4724 | -4765 | -4818 | -4885 | -4962 | -5045 | -5131 | -5217 | -5300 | -5370 | -5439 | -5513 | -5592 | -5672 | -5754 | -5831 | -5904 | -5975 | -6044 | -6111 | -6175 | -6238 | -6302 | -6366 | -6414 | -6441 | -6466 | -6500 | -6542 | -6588 | -6637 | -6691 | -6750 | -6800 | -6820 | -6827 | -6831 | -6832 | -6832 | -6835 | -6843 | -6855 | -6873 | -6899 | -6935 | -6980 | -7034 | -7112 | -7234 | -7388 | -7584 | -7790 | -7992 | -8187 | -8372 | -8552 | -8727 | -8896 | -9073 | -9255 | -9440 | -9625 | -9807 | -9986 | -10161 | -10332 | -10499 | -10661 | -10817 | -10967 | -11110 | -11242 | -11353 | -11426 | -11458 | -11462 | -11456 | -11448 | -11443 | -11438 | -11434 | -11445 | -11478 | -11507 | -11538 | -11576 | -11624 | -11680 | -11743 | -11812 | -11888 | -11967 | -12049 | -12132 | -12218 | -12304 | -12388 | -12471 | -12538 | -12607 | -12684 | -12766 | -12848 | -12930 | -13011 | -13089 | -13157 | -13222 | -13283 | -13334 | -13377 | -13416 | -13458 | -13501 | -13544 | -13588 | -13633 | -13678 | -13719 | -13756 | -13781 | -13806 | -13830 | -13853 | -13874 | -13890 | -13904 | -13916 | -13930 | -13955 | -13997 | -14045 | -14095 | -14147 | -14199 | -14248 | -14289 | -14323 | -14353 | -14380 | -14403 | -14422 | -14436 | -14450 | -14467 | -14489 | -14522 | -14569 | -14627 | -14695 | -14769 | -14846 | -14919 | -14963 | -14972 | -14974 | -14969 | -14962 | -14953 | -14942 | -14933 | -14922 | -14910 | -14895 | -14877 | -14855 | -14829 | -14806 | -14804 | -14836 | -14915 | -15009 | -15110 | -15216 | -15325 | -15436 | -15543 | -15634 | -15695 | -15747 | -15789 | -15818 | -15834 | -15837 | -15825 | -15802 | -15768 | -15725 | -15677 | -15625 | -15573 | -15522 | -15471 | -15419 | -15369 | -15317 | -15263 | -15201 | -15128 | -15047 | -14961 | -14885 | -14834 | -14785 | -14740 | -14697 | -14656 | -14612 | -14563 | -14510 | -14452 | -14392 | -14329 | -14265 | -14203 | -14143 | -14088 | -14037 | -13985 | -13925 | -13857 | -13788 | -13723 | -13661 | -13603 | -13545 | -13466 | -13383 | -13299 | -13217 | -13136 | -13062 | -13001 | -12953 | -12916 | -12890 | -12871 | -12855 | -12839 | -12821 | -12806 | -12795 | -12788 | -12784 | -12782 | -12778 | -12770 | -12761 | -12750 | -12721 | -12673 | -12615 | -12548 | -12474 | -12394 | -12310 | -12220 | -12124 | -12020 | -11910 | -11793 | -11674 | -11556 | -11440 | -11322 | -11207 | -11088 | -10959 | -10810 | -10647 | -10473 | -10292 | -10114 | -9979 | -9871 | -9773 | -9690 | -9621 | -9563 | -9512 | -9462 | -9416 | -9373 | -9333 | -9297 | -9264 | -9232 | -9199 | -9166 | -9138 | -9120 | -9119 | -9140 | -9181 | -9237 | -9302 | -9369 | -9415 | -9449 | -9481 | -9508 | -9531 | -9552 | -9572 | -9595 | -9619 | -9645 | -9673 | -9705 | -9739 | -9771 | -9807 | -9851 | -9895 | -9935 | -9975 | -10018 | -10064 | -10115 | -10170 | -10227 | -10293 | -10371 | -10455 | -10538 | -10618 | -10695 | -10770 | -10844 | -10917 | -10989 | -11058 | -11123 | -11186 | -11251 | -11315 | -11365 | -11402 | -11422 | -11431 | -11436 | -11438 | -11439 | -11436 | -11431 | -11438 | -11448 | -11455 | -11462 | -11470 | -11479 | -11486 | -11491 | -11492 | -11492 | -11491 | -11492 | -11491 | -11486 | -11478 | -11479 | -11495 | -11534 | -11594 | -11662 | -11734 | -11805 | -11874 | -11937 | -11976 | -11999 | -12016 | -12029 | -12039 | -12046 | -12053 | -12057 | -12057 | -12053 | -12043 | -12026 | -12005 | -11982 | -11960 | -11944 | -11931 | -11923 | -11909 | -11889 | -11868 | -11847 | -11828 | -11813 | -11809 | -11810 | -11812 | -11814 | -11817 | -11821 | -11826 | -11836 | -11850 | -11868 | -11888 | -11912 | -11938 | -11965 | -11994 | -12018 | -12034 | -12029 | -12000 | -11956 | -11905 | -11855 | -11804 | -11759 | -11737 | -11723 | -11711 | -11697 | -11678 | -11650 | -11612 | -11565 | -11510 | -11453 | -11392 | -11323 | -11249 | -11171 | -11087 | -11001 | -10908 | -10820 | -10746 | -10687 | -10637 | -10591 | -10545 | -10496 | -10415 | -10329 | -10250 | -10180 | -10126 | -10092 | -10082 | -10088 | -10102 | -10119 | -10139 | -10164 | -10199 | -10240 | -10289 | -10336 | -10382 | -10421 | -10455 | -10475 | -10474 | -10455 | -10429 | -10414 | -10451 | -10507 | -10576 | -10652 | -10733 | -10813 | -10887 | -10956 | -11023 | -11089 | -11156 | -11222 | -11284 | -11344 | -11398 | -11446 | -11493 | -11541 | -11585 | -11630 | -11681 | -11742 | -11809 | -11865 | -11870 | -11849 | -11808 | -11751 | -11680 | -11599 | -11511 | -11425 | -11344 | -11270 | -11202 | -11141 | -11087 | -11041 | -11002 | -10980 | -10979 | -10989 | -10985 | -10974 | -10961 | -10946 | -10933 | -10938 | -11003 | -11092 | -11191 | -11299 | -11417 | -11544 | -11677 | -11815 | -11956 | -12099 | -12245 | -12393 | -12539 | -12682 | -12824 | -12939 | -13010 | -13052 | -13078 | -13091 | -13091 | -13084 | -13074 | -13075 | -13085 | -13095 | -13104 | -13117 | -13132 | -13150 | -13167 | -13182 | -13193 | -13201 | -13206 | -13209 | -13212 | -13217 | -13223 | -13230 | -13239 | -13249 | -13254 | -13251 | -13247 | -13241 | -13235 | -13227 | -13199 | -13163 | -13130 | -13100 | -13067 | -13031 | -12990 | -12946 | -12901 | -12855 | -12805 | -12754 | -12704 | -12654 | -12602 | -12563 | -12533 | -12506 | -12501 | -12513 | -12534 | -12561 | -12591 | -12616 | -12627 | -12626 | -12614 | -12595 | -12572 | -12548 | -12524 | -12495 | -12460 | -12421 | -12379 | -12335 | -12287 | -12240 | -12192 | -12144 | -12116 | -12102 | -12085 | -12064 | -12035 | -11998 | -11957 | -11927 | -11922 | -11932 | -11952 | -11978 | -12012 | -12053 | -12102 | -12160 | -12226 | -12297 | -12369 | -12437 | -12499 | -12553 | -12607 | -12670 | -12730 | -12783 | -12838 | -12888 | -12930 | -12964 | -12995 | -13025 | -13064 | -13090 | -13109 | -13122 | -13129 | -13128 | -13120 | -13105 | -13083 | -13057 | -13031 | -13009 | -12991 | -12978 | -12968 | -12938 | -12876 | -12800 | -12701 | -12593 | -12495 | -12411 | -12345 | -12292 | -12227 | -12172 | -12125 | -12083 | -12044 | -12006 | -11970 | -11941 | -11923 | -11915 | -11921 | -11938 | -11963 | -11997 | -12036 | -12086 | -12147 | -12208 | -12273 | -12337 | -12397 | -12448 | -12489 | -12533 | -12577 | -12615 | -12650 | -12684 | -12714 | -12746 | -12781 | -12815 | -12845 | -12869 | -12887 | -12900 | -12911 | -12923 | -12934 | -12946 | -12955 | -12973 | -12993 | -13013 | -13027 | -13035 | -13043 | -13055 | -13069 | -13094 | -13127 | -13162 | -13201 | -13244 | -13290 | -13339 | -13393 | -13450 | -13510 | -13566 | -13615 | -13652 | -13681 | -13709 | -13743 | -13778 | -13823 | -13879 | -13943 | -14017 | -14093 | -14163 | -14220 | -14262 | -14298 | -14334 | -14367 | -14393 | -14404 | -14396 | -14373 | -14335 | -14290 | -14241 | -14193 | -14150 | -14108 | -14076 | -14058 | -14061 | -14090 | -14143 | -14211 | -14290 | -14371 | -14429 | -14473 | -14512 | -14544 | -14566 | -14578 | -14586 | -14596 | -14612 | -14632 | -14655 | -14678 | -14699 | -14719 | -14738 | -14758 | -14781 | -14797 | -14801 | -14793 | -14777 | -14755 | -14728 | -14702 | -14671 | -14624 | -14574 | -14524 | -14474 | -14420 | -14362 | -14296 | -14223 | -14141 | -14050 | -13948 | -13836 | -13717 | -13589 | -13449 | -13302 | -13169 | -13055 | -12957 | -12873 | -12795 | -12713 | -12618 | -12515 | -12406 | -12280 | -12133 | -11970 | -11795 | -11611 | -11419 | -11222 | -11021 | -10812 | -10598 | -10382 | -10164 | -9949 | -9740 | -9544 | -9359 | -9180 | -9012 | -8858 | -8721 | -8604 | -8505 | -8411 | -8338 | -8301 | -8303 | -8337 | -8399 | -8489 | -8599 | -8725 | -8866 | -9021 | -9185 | -9354 | -9525 | -9696 | -9864 | -10028 | -10191 | -10354 | -10507 | -10641 | -10746 | -10826 | -10887 | -10925 | -10918 | -10874 | -10799 | -10701 | -10583 | -10448 | -10303 | -10154 | -10002 | -9847 | -9695 | -9550 | -9408 | -9272 | -9141 | -9015 | -8899 | -8794 | -8706 | -8640 | -8593 | -8557 | -8518 | -8468 | -8403 | -8336 | -8266 | -8193 | -8117 | -8041 | -7966 | -7888 | -7810 | -7735 | -7663 | -7594 | -7526 | -7460 | -7393 | -7325 | -7257 | -7190 | -7127 | -7067 | -7010 | -6960 | -6923 | -6906 | -6913 | -6931 | -6957 | -6988 | -7024 | -7064 | -7107 | -7154 | -7210 | -7277 | -7354 | -7436 | -7523 | -7615 | -7713 | -7814 | -7909 | -7996 | -8072 | -8143 | -8215 | -8292 | -8371 | -8445 | -8513 | -8586 | -8667 | -8762 | -8875 | -9009 | -9158 | -9311 | -9463 | -9609 | -9747 | -9879 | -10009 | -10135 | -10254 | -10366 | -10475 | -10580 | -10674 | -10752 | -10815 | -10866 | -10912 | -10975 | -11052 | -11114 | -11159 | -11185 | -11190 | -11167 | -11126 | -11074 | -11014 | -10949 | -10884 | -10827 | -10777 | -10742 | -10727 | -10734 | -10757 | -10784 | -10820 | -10867 | -10928 | -11001 | -11080 | -11149 | -11209 | -11280 | -11361 | -11448 | -11540 | -11638 | -11739 | -11845 | -11955 | -12065 | -12172 | -12273 | -12363 | -12436 | -12492 | -12529 | -12559 | -12599 | -12656 | -12728 | -12810 | -12894 | -12969 | -13019 | -13039 | -13042 | -13031 | -13008 | -12976 | -12936 | -12889 | -12843 | -12804 | -12774 | -12754 | -12744 | -12742 | -12748 | -12760 | -12773 | -12773 | -12755 | -12720 | -12673 | -12614 | -12544 | -12478 | -12443 | -12437 | -12436 | -12436 | -12433 | -12428 | -12423 | -12416 | -12402 | -12380 | -12348 | -12306 | -12251 | -12185 | -12109 | -12024 | -11936 | -11859 | -11793 | -11737 | -11683 | -11633 | -11583 | -11528 | -11452 | -11359 | -11264 | -11172 | -11085 | -11001 | -10917 | -10830 | -10738 | -10641 | -10536 | -10421 | -10302 | -10180 | -10056 | -9935 | -9817 | -9696 | -9568 | -9443 | -9336 | -9248 | -9179 | -9133 | -9105 | -9094 | -9103 | -9130 | -9170 | -9224 | -9287 | -9361 | -9444 | -9537 | -9641 | -9755 | -9873 | -9992 | -10103 | -10205 | -10294 | -10374 | -10447 | -10503 | -10533 | -10538 | -10531 | -10519 | -10506 | -10489 | -10467 | -10440 | -10406 | -10368 | -10331 | -10295 | -10261 | -10227 | -10193 | -10161 | -10135 | -10116 | -10115 | -10132 | -10173 | -10239 | -10329 | -10437 | -10556 | -10683 | -10813 | -10941 | -11072 | -11206 | -11338 | -11468 | -11596 | -11723 | -11849 | -11975 | -12100 | -12227 | -12356 | -12488 | -12625 | -12762 | -12893 | -13017 | -13133 | -13240 | -13342 | -13443 | -13545 | -13647 | -13744 | -13836 | -13933 | -14029 | -14122 | -14212 | -14304 | -14398 | -14493 | -14587 | -14680 | -14770 | -14855 | -14933 | -15005 | -15074 | -15144 | -15213 | -15281 | -15348 | -15411 | -15472 | -15532 | -15590 | -15648 | -15705 | -15757 | -15810 | -15865 | -15921 | -15979 | -16038 | -16097 | -16159 | -16225 | -16298 | -16379 | -16466 | -16561 | -16660 | -16765 | -16872 | -16979 | -17072 | -17143 | -17188 | -17211 | -17226 | -17242 | -17270 | -17334 | -17403 | -17471 | -17535 | -17594 | -17648 | -17700 | -17749 | -17796 | -17838 | -17875 | -17904 | -17929 | -17949 | -17968 | -17989 | -18010 | -18028 | -18041 | -18051 | -18067 | -18088 | -18109 | -18130 | -18158 | -18192 | -18229 | -18270 | -18314 | -18361 | -18408 | -18455 | -18502 | -18550 | -18597 | -18643 | -18687 | -18730 | -18766 | -18798 | -18825 | -18846 | -18862 | -18870 | -18871 | -18868 | -18865 | -18867 | -18860 | -18840 | -18812 | -18782 | -18749 | -18715 | -18677 | -18635 | -18588 | -18536 | -18477 | -18417 | -18355 | -18293 | -18230 | -18166 | -18104 | -18056 | -18024 | -18015 | -18016 | -18022 | -18030 | -18034 | -18026 | -18017 | -18007 | -17995 | -17980 | -17963 | -17945 | -17925 | -17903 | -17883 | -17871 | -17864 | -17861 | -17861 | -17863 | -17868 | -17876 | -17883 | -17886 | -17886 | -17885 | -17884 | -17881 | -17881 | -17891 | -17909 | -17932 | -17960 | -17992 | -18030 | -18072 | -18122 | -18178 | -18240 | -18301 | -18361 | -18415 | -18464 | -18508 | -18546 | -18578 | -18607 | -18635 | -18658 | -18681 | -18703 | -18724 | -18737 | -18733 | -18715 | -18683 | -18637 | -18581 | -18511 | -18430 | -18339 | -18237 | -18127 | -18013 | -17897 | -17786 | -17679 | -17579 | -17485 | -17399 | -17323 | -17258 | -17196 | -17134 | -17072 | -17012 | -16950 | -16862 | -16762 | -16668 | -16581 | -16498 | -16423 | -16347 | -16266 | -16177 | -16081 | -15973 | -15850 | -15714 | -15570 | -15420 | -15269 | -15121 | -14987 | -14865 | -14760 | -14674 | -14603 | -14537 | -14475 | -14425 | -14392 | -14369 | -14353 | -14344 | -14342 | -14349 | -14365 | -14392 | -14427 | -14468 | -14515 | -14566 | -14617 | -14664 | -14704 | -14739 | -14778 | -14830 | -14888 | -14940 | -14977 | -14999 | -15006 | -14999 | -14985 | -14971 | -14960 | -14949 | -14938 | -14933 | -14936 | -14946 | -14963 | -14986 | -15018 | -15054 | -15094 | -15137 | -15179 | -15214 | -15234 | -15240 | -15238 | -15235 | -15231 | -15225 | -15219 | -15215 | -15199 | -15174 | -15139 | -15098 | -15048 | -14988 | -14917 | -14839 | -14759 | -14678 | -14596 | -14516 | -14440 | -14372 | -14315 | -14267 | -14221 | -14165 | -14100 | -14025 | -13942 | -13858 | -13793 | -13767 | -13760 | -13760 | -13765 | -13777 | -13798 | -13828 | -13865 | -13907 | -13951 | -13994 | -14043 | -14100 | -14160 | -14221 | -14279 | -14335 | -14386 | -14437 | -14478 | -14512 | -14545 | -14578 | -14600 | -14594 | -14578 | -14558 | -14535 | -14507 | -14474 | -14436 | -14398 | -14357 | -14319 | -14285 | -14252 | -14218 | -14183 | -14148 | -14112 | -14077 | -14049 | -14030 | -14017 | -13998 | -13972 | -13943 | -13920 | -13912 | -13908 | -13906 | -13904 | -13904 | -13903 | -13901 | -13894 | -13881 | -13861 | -13837 | -13807 | -13772 | -13739 | -13708 | -13683 | -13664 | -13646 | -13616 | -13572 | -13522 | -13473 | -13428 | -13387 | -13349 | -13327 | -13322 | -13328 | -13339 | -13351 | -13364 | -13371 | -13370 | -13363 | -13349 | -13324 | -13290 | -13245 | -13193 | -13134 | -13067 | -12999 | -12937 | -12896 | -12882 | -12885 | -12895 | -12909 | -12929 | -12937 | -12936 | -12931 | -12921 | -12908 | -12894 | -12888 | -12895 | -12915 | -12947 | -12992 | -13048 | -13113 | -13185 | -13263 | -13346 | -13434 | -13525 | -13617 | -13702 | -13781 | -13856 | -13924 | -13983 | -14040 | -14094 | -14148 | -14205 | -14264 | -14327 | -14393 | -14459 | -14523 | -14586 | -14647 | -14708 | -14769 | -14825 | -14877 | -14924 | -14969 | -15016 | -15066 | -15124 | -15191 | -15260 | -15319 | -15346 | -15352 | -15344 | -15322 | -15291 | -15252 | -15206 | -15156 | -15105 | -15054 | -15004 | -14952 | -14901 | -14853 | -14809 | -14769 | -14737 | -14711 | -14692 | -14677 | -14657 | -14624 | -14588 | -14577 | -14621 | -14692 | -14781 | -14887 | -15007 | -15144 | -15293 | -15448 | -15606 | -15764 | -15922 | -16081 | -16237 | -16392 | -16543 | -16690 | -16828 | -16951 | -17052 | -17125 | -17181 | -17236 | -17295 | -17347 | -17361 | -17357 | -17338 | -17301 | -17244 | -17165 | -17067 | -16955 | -16832 | -16701 | -16563 | -16420 | -16272 | -16120 | -15963 | -15800 | -15636 | -15482 | -15343 | -15231 | -15145 | -15074 | -15006 | -14929 | -14856 | -14793 | -14741 | -14700 | -14675 | -14662 | -14662 | -14672 | -14691 | -14717 | -14749 | -14785 | -14825 | -14863 | -14897 | -14928 | -14951 | -14970 | -14989 | -15008 | -15028 | -15047 | -15062 | -15068 | -15056 | -15046 | -15044 | -15047 | -15053 | -15060 | -15068 | -15077 | -15087 | -15099 | -15115 | -15136 | -15165 | -15203 | -15253 | -15316 | -15394 | -15478 | -15554 | -15623 | -15687 | -15750 | -15822 | -15918 | -16040 | -16160 | -16272 | -16379 | -16482 | -16580 | -16678 | -16775 | -16873 | -16967 | -17058 | -17141 | -17214 | -17275 | -17324 | -17363 | -17391 | -17410 | -17430 | -17453 | -17478 | -17503 | -17527 | -17544 | -17546 | -17541 | -17533 | -17526 | -17520 | -17515 | -17508 | -17499 | -17490 | -17482 | -17474 | -17468 | -17464 | -17465 | -17469 | -17478 | -17491 | -17505 | -17506 | -17494 | -17466 | -17430 | -17388 | -17353 | -17333 | -17319 | -17307 | -17295 | -17280 | -17256 | -17225 | -17185 | -17138 | -17086 | -17030 | -16971 | -16909 | -16845 | -16782 | -16717 | -16650 | -16581 | -16521 | -16467 | -16424 | -16388 | -16352 | -16293 | -16196 | -16081 | -15953 | -15812 | -15661 | -15508 | -15355 | -15201 | -15047 | -14891 | -14733 | -14578 | -14427 | -14281 | -14139 | -14000 | -13867 | -13745 | -13638 | -13541 | -13448 | -13354 | -13256 | -13159 | -13071 | -12990 | -12913 | -12844 | -12782 | -12728 | -12683 | -12646 | -12617 | -12594 | -12579 | -12567 | -12553 | -12537 | -12518 | -12498 | -12480 | -12461 | -12440 | -12418 | -12393 | -12363 | -12332 | -12312 | -12320 | -12339 | -12360 | -12385 | -12412 | -12443 | -12476 | -12509 | -12543 | -12577 | -12610 | -12640 | -12672 | -12707 | -12747 | -12792 | -12838 | -12886 | -12932 | -12970 | -12994 | -13009 | -13024 | -13044 | -13069 | -13102 | -13150 | -13213 | -13289 | -13372 | -13464 | -13560 | -13657 | -13755 | -13855 | -13954 | -14052 | -14147 | -14240 | -14328 | -14411 | -14479 | -14534 | -14579 | -14630 | -14690 | -14755 | -14810 | -14841 | -14856 | -14857 | -14838 | -14805 | -14762 | -14709 | -14646 | -14578 | -14504 | -14421 | -14325 | -14214 | -14089 | -13948 | -13796 | -13639 | -13490 | -13355 | -13237 | -13136 | -13045 | -12956 | -12865 | -12777 | -12684 | -12586 | -12483 | -12373 | -12253 | -12125 | -11994 | -11859 | -11725 | -11600 | -11490 | -11400 | -11328 | -11276 | -11243 | -11230 | -11222 | -11202 | -11162 | -11096 | -11013 | -10929 | -10855 | -10799 | -10759 | -10736 | -10731 | -10743 | -10776 | -10829 | -10901 | -10996 | -11103 | -11217 | -11333 | -11449 | -11566 | -11682 | -11794 | -11897 | -12002 | -12129 | -12280 | -12448 | -12618 | -12779 | -12936 | -13100 | -13259 | -13406 | -13543 | -13671 | -13784 | -13883 | -13963 | -14022 | -14066 | -14097 | -14119 | -14133 | -14142 | -14148 | -14151 | -14149 | -14139 | -14113 | -14072 | -14022 | -13969 | -13918 | -13866 | -13813 | -13767 | -13730 | -13693 | -13652 | -13611 | -13570 | -13530 | -13490 | -13450 | -13406 | -13359 | -13302 | -13229 | -13143 | -13049 | -12948 | -12838 | -12722 | -12599 | -12474 | -12350 | -12227 | -12096 | -11944 | -11789 | -11636 | -11493 | -11362 | -11241 | -11132 | -11034 | -10947 | -10874 | -10816 | -10775 | -10757 | -10765 | -10795 | -10841 | -10899 | -10968 | -11043 | -11127 | -11212 | -11296 | -11380 | -11467 | -11553 | -11632 | -11706 | -11777 | -11844 | -11906 | -11963 | -12013 | -12055 | -12089 | -12114 | -12129 | -12136 | -12134 | -12122 | -12104 | -12085 | -12073 | -12069 | -12079 | -12111 | -12165 | -12234 | -12312 | -12407 | -12515 | -12634 | -12768 | -12914 | -13071 | -13240 | -13416 | -13598 | -13788 | -13986 | -14192 | -14401 | -14614 | -14832 | -15057 | -15285 | -15511 | -15732 | -15941 | -16137 | -16325 | -16510 | -16703 | -16917 | -17132 | -17343 | -17548 | -17748 | -17942 | -18130 | -18314 | -18494 | -18669 | -18834 | -18992 | -19142 | -19282 | -19411 | -19529 | -19635 | -19728 | -19810 | -19889 | -19969 | -20051 | -20133 | -20208 | -20271 | -20329 | -20379 | -20421 | -20455 | -20485 | -20512 | -20541 | -20574 | -20612 | -20659 | -20716 | -20782 | -20861 | -20952 | -21055 | -21168 | -21284 | -21395 | -21485 | -21546 | -21584 | -21606 | -21623 | -21647 | -21677 | -21719 | -21770 | -21832 | -21904 | -21986 | -22073 | -22160 | -22245
2035 | 2015 | 0 | 44697.1064 | #DIV/0!
2030 | 2015 | 25649 | 44280.7272 | 1.7264 | -21044 | -20821 | -20597 | -20374 | -20152 | -19930 | -19707 | -19496 | -19310 | -19149 | -19005 | -18874 | -18756 | -18648 | -18544 | -18446 | -18359 | -18283 | -18218 | -18161 | -18115 | -18077 | -18044 | -18017 | -17994 | -17971 | -17948 | -17925 | -17906 | -17890 | -17877 | -17861 | -17835 | -17798 | -17753 | -17701 | -17645 | -17586 | -17516 | -17438 | -17351 | -17258 | -17161 | -17064 | -16968 | -16876 | -16789 | -16704 | -16623 | -16549 | -16480 | -16417 | -16359 | -16308 | -16268 | -16242 | -16224 | -16213 | -16208 | -16212 | -16227 | -16250 | -16282 | -16319 | -16362 | -16409 | -16460 | -16512 | -16567 | -16624 | -16683 | -16742 | -16799 | -16851 | -16902 | -16950 | -16998 | -17046 | -17090 | -17129 | -17163 | -17195 | -17225 | -17252 | -17278 | -17306 | -17342 | -17383 | -17427 | -17471 | -17514 | -17558 | -17601 | -17644 | -17688 | -17739 | -17799 | -17867 | -17939 | -18013 | -18086 | -18151 | -18210 | -18259 | -18297 | -18332 | -18364 | -18395 | -18423 | -18455 | -18493 | -18532 | -18571 | -18613 | -18660 | -18709 | -18762 | -18817 | -18875 | -18935 | -19000 | -19074 | -19159 | -19259 | -19378 | -19523 | -19694 | -19874 | -20044 | -20210 | -20378 | -20547 | -20717 | -20899 | -21120 | -21369 | -21632 | -21906 | -22187 | -22473 | -22762 | -23054 | -23344 | -23630 | -23908 | -24174 | -24426 | -24656 | -24857 | -25024 | -25156 | -25267 | -25372 | -25465 | -25541 | -25600 | -25639 | -25649 | -25607 | -25533 | -25438 | -25322 | -25185 | -25029 | -24852 | -24656 | -24441 | -24213 | -23975 | -23733 | -23491 | -23253 | -23024 | -22805 | -22599 | -22406 | -22228 | -22058 | -21890 | -21725 | -21566 | -21410 | -21254 | -21095 | -20941 | -20788 | -20640 | -20495 | -20355 | -20218 | -20081 | -19938 | -19784 | -19617 | -19436 | -19241 | -19037 | -18829 | -18625 | -18434 | -18263 | -18115 | -17989 | -17879 | -17775 | -17664 | -17532 | -17385 | -17227 | -17063 | -16895 | -16730 | -16566 | -16413 | -16274 | -16154 | -16055 | -15978 | -15924 | -15892 | -15877 | -15868 | -15859 | -15844 | -15822 | -15792 | -15751 | -15692 | -15606 | -15496 | -15369 | -15229 | -15082 | -14936 | -14802 | -14689 | -14606 | -14555 | -14531 | -14528 | -14540 | -14560 | -14586 | -14618 | -14653 | -14693 | -14736 | -14770 | -14794 | -14815 | -14847 | -14903 | -14993 | -15119 | -15281 | -15470 | -15674 | -15882 | -16082 | -16263 | -16415 | -16534 | -16621 | -16680 | -16718 | -16741 | -16753 | -16752 | -16738 | -16716 | -16688 | -16663 | -16641 | -16619 | -16592 | -16558 | -16522 | -16482 | -16436 | -16385 | -16331 | -16275 | -16220 | -16166 | -16110 | -16051 | -15989 | -15928 | -15866 | -15803 | -15738 | -15674 | -15614 | -15559 | -15510 | -15464 | -15416 | -15355 | -15273 | -15169 | -15048 | -14934 | -14851 | -14791 | -14748 | -14719 | -14698 | -14685 | -14680 | -14678 | -14675 | -14668 | -14662 | -14658 | -14656 | -14659 | -14669 | -14684 | -14703 | -14716 | -14720 | -14721 | -14723 | -14735 | -14763 | -14803 | -14848 | -14904 | -14973 | -15056 | -15150 | -15242 | -15330 | -15416 | -15503 | -15594 | -15685 | -15773 | -15862 | -15950 | -16045 | -16146 | -16251 | -16349 | -16447 | -16554 | -16669 | -16784 | -16888 | -16988 | -17106 | -17211 | -17282 | -17320 | -17333 | -17332 | -17325 | -17314 | -17300 | -17282 | -17257 | -17228 | -17192 | -17152 | -17102 | -17041 | -16972 | -16901 | -16818 | -16716 | -16596 | -16466 | -16341 | -16237 | -16143 | -16055 | -15981 | -15926 | -15887 | -15861 | -15845 | -15836 | -15829 | -15828 | -15834 | -15844 | -15858 | -15871 | -15881 | -15890 | -15898 | -15908 | -15929 | -15965 | -16017 | -16080 | -16147 | -16196 | -16216 | -16231 | -16246 | -16261 | -16276 | -16294 | -16313 | -16333 | -16359 | -16390 | -16425 | -16466 | -16513 | -16567 | -16625 | -16687 | -16751 | -16817 | -16889 | -16962 | -17034 | -17104 | -17170 | -17235 | -17310 | -17394 | -17476 | -17555 | -17627 | -17694 | -17758 | -17827 | -17899 | -17971 | -18042 | -18110 | -18175 | -18232 | -18283 | -18327 | -18366 | -18406 | -18438 | -18466 | -18499 | -18537 | -18578 | -18619 | -18662 | -18698 | -18724 | -18747 | -18767 | -18787 | -18806 | -18818 | -18823 | -18823 | -18820 | -18814 | -18806 | -18798 | -18791 | -18783 | -18770 | -18752 | -18735 | -18726 | -18723 | -18726 | -18733 | -18739 | -18722 | -18694 | -18666 | -18635 | -18600 | -18563 | -18523 | -18482 | -18441 | -18401 | -18362 | -18323 | -18288 | -18256 | -18229 | -18207 | -18189 | -18168 | -18142 | -18110 | -18071 | -18028 | -17982 | -17943 | -17923 | -17920 | -17927 | -17937 | -17949 | -17962 | -17976 | -17992 | -18010 | -18029 | -18050 | -18071 | -18090 | -18106 | -18119 | -18131 | -18141 | -18154 | -18169 | -18184 | -18201 | -18218 | -18235 | -18248 | -18251 | -18241 | -18222 | -18200 | -18179 | -18159 | -18138 | -18117 | -18096 | -18076 | -18056 | -18039 | -18025 | -18016 | -18008 | -18003 | -18000 | -18004 | -18015 | -18035 | -18062 | -18095 | -18128 | -18153 | -18169 | -18196 | -18234 | -18278 | -18329 | -18385 | -18445 | -18509 | -18574 | -18642 | -18710 | -18778 | -18845 | -18911 | -18976 | -19042 | -19109 | -19179 | -19248 | -19311 | -19366 | -19414 | -19458 | -19498 | -19532 | -19555 | -19573 | -19584 | -19586 | -19583 | -19573 | -19561 | -19546 | -19530 | -19512 | -19494 | -19474 | -19453 | -19430 | -19406 | -19380 | -19356 | -19344 | -19344 | -19356 | -19374 | -19391 | -19404 | -19407 | -19408 | -19414 | -19425 | -19441 | -19463 | -19489 | -19517 | -19549 | -19583 | -19619 | -19654 | -19689 | -19727 | -19768 | -19810 | -19854 | -19887 | -19895 | -19877 | -19843 | -19805 | -19768 | -19737 | -19733 | -19745 | -19761 | -19785 | -19816 | -19857 | -19904 | -19955 | -20004 | -20050 | -20094 | -20135 | -20170 | -20198 | -20219 | -20231 | -20232 | -20225 | -20222 | -20224 | -20229 | -20229 | -20224 | -20213 | -20187 | -20146 | -20095 | -20032 | -19954 | -19862 | -19760 | -19651 | -19541 | -19432 | -19325 | -19221 | -19122 | -19028 | -18938 | -18857 | -18785 | -18724 | -18671 | -18627 | -18593 | -18570 | -18552 | -18535 | -18523 | -18527 | -18540 | -18561 | -18590 | -18626 | -18663 | -18703 | -18747 | -18790 | -18830 | -18868 | -18901 | -18925 | -18934 | -18930 | -18916 | -18907 | -18905 | -18908 | -18913 | -18917 | -18920 | -18925 | -18936 | -18956 | -18979 | -19003 | -19026 | -19050 | -19081 | -19118 | -19158 | -19203 | -19251 | -19299 | -19349 | -19403 | -19462 | -19525 | -19584 | -19630 | -19664 | -19684 | -19691 | -19691 | -19687 | -19681 | -19652 | -19589 | -19515 | -19436 | -19357 | -19273 | -19182 | -19087 | -18992 | -18897 | -18806 | -18720 | -18645 | -18582 | -18533 | -18497 | -18470 | -18456 | -18455 | -18469 | -18500 | -18542 | -18590 | -18639 | -18697 | -18773 | -18857 | -18944 | -19029 | -19113 | -19197 | -19277 | -19350 | -19421 | -19496 | -19578 | -19664 | -19753 | -19849 | -19951 | -20058 | -20146 | -20197 | -20212 | -20192 | -20154 | -20106 | -20058 | -20047 | -20076 | -20118 | -20164 | -20211 | -20260 | -20313 | -20371 | -20434 | -20495 | -20551 | -20598 | -20637 | -20669 | -20693 | -20711 | -20718 | -20716 | -20720 | -20733 | -20751 | -20775 | -20802 | -20830 | -20839 | -20824 | -20801 | -20777 | -20753 | -20728 | -20701 | -20671 | -20638 | -20603 | -20566 | -20528 | -20487 | -20442 | -20396 | -20353 | -20316 | -20289 | -20266 | -20246 | -20232 | -20226 | -20222 | -20218 | -20220 | -20231 | -20246 | -20256 | -20264 | -20274 | -20289 | -20310 | -20339 | -20378 | -20424 | -20476 | -20533 | -20591 | -20648 | -20698 | -20739 | -20772 | -20804 | -20834 | -20865 | -20893 | -20922 | -20947 | -20959 | -20962 | -20968 | -20981 | -21001 | -21025 | -21049 | -21071 | -21087 | -21095 | -21097 | -21095 | -21090 | -21082 | -21075 | -21072 | -21076 | -21082 | -21075 | -21065 | -21059 | -21057 | -21058 | -21063 | -21085 | -21130 | -21178 | -21223 | -21269 | -21320 | -21377 | -21433 | -21486 | -21536 | -21583 | -21627 | -21670 | -21714 | -21760 | -21808 | -21854 | -21894 | -21938 | -21987 | -22032 | -22069 | -22100 | -22129 | -22146 | -22150 | -22154 | -22161 | -22166 | -22166 | -22165 | -22168 | -22173 | -22184 | -22199 | -22213 | -22220 | -22219 | -22210 | -22191 | -22166 | -22151 | -22148 | -22148 | -22147 | -22142 | -22128 | -22103 | -22055 | -21977 | -21879 | -21764 | -21632 | -21483 | -21314 | -21125 | -20921 | -20706 | -20483 | -20258 | -20038 | -19829 | -19632 | -19449 | -19284 | -19153 | -19058 | -18993 | -18958 | -18948 | -18955 | -18975 | -18999 | -19019 | -19051 | -19103 | -19178 | -19277 | -19403 | -19554 | -19723 | -19898 | -20075 | -20253 | -20421 | -20571 | -20698 | -20802 | -20879 | -20935 | -20977 | -21003 | -21009 | -20993 | -20958 | -20906 | -20838 | -20758 | -20662 | -20549 | -20420 | -20273 | -20109 | -19930 | -19742 | -19552 | -19366 | -19183 | -19012 | -18856 | -18715 | -18589 | -18475 | -18366 | -18264 | -18170 | -18088 | -18017 | -17955 | -17903 | -17864 | -17844 | -17833 | -17823 | -17815 | -17809 | -17805 | -17803 | -17805 | -17811 | -17820 | -17830 | -17839 | -17848 | -17859 | -17873 | -17883 | -17875 | -17866 | -17859 | -17854 | -17848 | -17839 | -17828 | -17824 | -17829 | -17831 | -17829 | -17828 | -17837 | -17861 | -17897 | -17943 | -17995 | -18054 | -18120 | -18190 | -18260 | -18327 | -18388 | -18439 | -18466 | -18467 | -18452 | -18426 | -18394 | -18362 | -18334 | -18324 | -18352 | -18407 | -18477 | -18554 | -18629 | -18695 | -18751 | -18798 | -18838 | -18872 | -18905 | -18939 | -18977 | -19021 | -19073 | -19128 | -19188 | -19234 | -19255 | -19256 | -19244 | -19225 | -19209 | -19206 | -19217 | -19230 | -19242 | -19255 | -19268 | -19283 | -19302 | -19324 | -19346 | -19367 | -19383 | -19396 | -19407 | -19418 | -19432 | -19439 | -19433 | -19425 | -19412 | -19389 | -19359 | -19328 | -19299 | -19273 | -19240 | -19209 | -19181 | -19153 | -19123 | -19090 | -19054 | -19014 | -18971 | -18927 | -18884 | -18844 | -18805 | -18765 | -18721 | -18679 | -18648 | -18626 | -18616 | -18618 | -18632 | -18656 | -18688 | -18712 | -18733 | -18745 | -18755 | -18767 | -18778 | -18791 | -18801 | -18809 | -18819 | -18830 | -18840 | -18850 | -18860 | -18872 | -18889 | -18920 | -18978 | -19051 | -19139 | -19245 | -19362 | -19483 | -19599 | -19695 | -19770 | -19861 | -19966 | -20080 | -20205 | -20340 | -20484 | -20635 | -20791 | -20951 | -21116 | -21282 | -21451 | -21624 | -21797 | -21956 | -22084 | -22173 | -22218 | -22220 | -22190 | -22138 | -22072 | -22014 | -21989 | -21962 | -21924 | -21879 | -21829 | -21773 | -21715 | -21656 | -21594 | -21527 | -21453 | -21369 | -21275 | -21165 | -21038 | -20894 | -20759 | -20645 | -20552 | -20482 | -20430 | -20393 | -20361 | -20321 | -20250 | -20166 | -20077 | -19984 | -19884 | -19775 | -19658 | -19535 | -19409 | -19279 | -19148 | -19016 | -18881 | -18746 | -18612 | -18501 | -18415 | -18351 | -18309 | -18280 | -18259 | -18241 | -18221 | -18192 | -18149 | -18105 | -18059 | -18010 | -17961 | -17917 | -17881 | -17853 | -17834 | -17824 | -17823 | -17832 | -17851 | -17884 | -17925 | -17960 | -17976 | -17968 | -17939 | -17892 | -17831 | -17763 | -17699 | -17662 | -17667 | -17682 | -17690 | -17699 | -17707 | -17714 | -17714 | -17705 | -17687 | -17661 | -17627 | -17586 | -17540 | -17490 | -17436 | -17378 | -17324 | -17279 | -17241 | -17209 | -17188 | -17177 | -17173 | -17159 | -17123 | -17083 | -17049 | -17020 | -16995 | -16971 | -16951 | -16934 | -16921 | -16908 | -16896 | -16883 | -16866 | -16849 | -16832 | -16807 | -16775 | -16748 | -16726 | -16704 | -16683 | -16668 | -16664 | -16672 | -16663 | -16649 | -16638 | -16620 | -16597 | -16574 | -16558 | -16548 | -16539 | -16534 | -16532 | -16533 | -16537 | -16546 | -16555 | -16574 | -16602 | -16618 | -16618 | -16605 | -16577 | -16534 | -16479 | -16429 | -16409 | -16387 | -16351 | -16310 | -16266 | -16218 | -16161 | -16099 | -16036 | -15974 | -15917 | -15864 | -15813 | -15764 | -15718 | -15661 | -15597 | -15535 | -15480 | -15447 | -15437 | -15439 | -15441 | -15420 | -15380 | -15346 | -15327 | -15318 | -15316 | -15322 | -15336 | -15358 | -15383 | -15409 | -15431 | -15449 | -15462 | -15468 | -15468 | -15483 | -15514 | -15561 | -15611 | -15652 | -15686 | -15713 | -15737 | -15756 | -15769 | -15775 | -15777 | -15778 | -15779 | -15778 | -15772 | -15758 | -15738 | -15716 | -15694 | -15676 | -15665 | -15658 | -15656 | -15653 | -15644 | -15634 | -15626 | -15631 | -15642 | -15653 | -15661 | -15657 | -15665 | -15693 | -15725 | -15760 | -15793 | -15823 | -15851 | -15878 | -15901 | -15921 | -15936 | -15951 | -15965 | -15977 | -15986 | -15991 | -15991 | -15968 | -15935 | -15894 | -15848 | -15804 | -15759 | -15714 | -15658 | -15604 | -15561 | -15527 | -15501 | -15480 | -15464 | -15453 | -15449 | -15450 | -15451 | -15450 | -15445 | -15437 | -15426 | -15409 | -15396 | -15392 | -15392 | -15396 | -15405 | -15418 | -15437 | -15466 | -15506 | -15558 | -15610 | -15667 | -15729 | -15799 | -15870 | -15939 | -16002 | -16063 | -16122 | -16181 | -16241 | -16300 | -16354 | -16403 | -16433 | -16439 | -16434 | -16418 | -16399 | -16378 | -16358 | -16342 | -16321 | -16276 | -16213 | -16132 | -16033 | -15920 | -15802 | -15686 | -15575 | -15469 | -15369 | -15271 | -15176 | -15083 | -14995 | -14924 | -14877 | -14859 | -14859 | -14869 | -14888 | -14921 | -14961 | -14992 | -14997 | -15007 | -15034 | -15080 | -15140 | -15210 | -15286 | -15364 | -15440 | -15509 | -15574 | -15637 | -15698 | -15759 | -15816 | -15867 | -15911 | -15968 | -16048 | -16143 | -16235 | -16313 | -16375 | -16426 | -16483 | -16561 | -16638 | -16705 | -16761 | -16808 | -16843 | -16867 | -16884 | -16897 | -16903 | -16900 | -16889 | -16870 | -16850 | -16841 | -16845 | -16856 | -16869 | -16886 | -16903 | -16918 | -16932 | -16947 | -16963 | -16979 | -16993 | -17008 | -17025 | -17045 | -17067 | -17089 | -17111 | -17137 | -17169 | -17210 | -17259 | -17314 | -17366 | -17395 | -17400 | -17390 | -17379 | -17364 | -17348 | -17336 | -17328 | -17326 | -17341 | -17364 | -17384 | -17403 | -17421 | -17438 | -17456 | -17480 | -17511 | -17544 | -17580 | -17616 | -17651 | -17684 | -17722 | -17770 | -17808 | -17826 | -17824 | -17811 | -17790 | -17768 | -17748 | -17731 | -17709 | -17666 | -17613 | -17557 | -17503 | -17449 | -17391 | -17328 | -17264 | -17200 | -17133 | -17062 | -16987 | -16910 | -16824 | -16729 | -16647 | -16576 | -16508 | -16434 | -16353 | -16260 | -16157 | -16049 | -15938 | -15839 | -15750 | -15666 | -15585 | -15507 | -15438 | -15378 | -15323 | -15272 | -15225 | -15187 | -15159 | -15139 | -15123 | -15096 | -15053 | -14972 | -14854 | -14715 | -14567 | -14416 | -14272 | -14138 | -14029 | -13939 | -13849 | -13766 | -13690 | -13623 | -13566 | -13514 | -13470 | -13434 | -13404 | -13377 | -13350 | -13326 | -13303 | -13278 | -13254 | -13242 | -13248 | -13261 | -13280 | -13300 | -13319 | -13335 | -13356 | -13393 | -13444 | -13504 | -13569 | -13636 | -13703 | -13765 | -13816 | -13856 | -13888 | -13911 | -13929 | -13946 | -13963 | -13973 | -13991 | -14006 | -13992 | -13963 | -13931 | -13898 | -13866 | -13833 | -13785 | -13711 | -13635 | -13560 | -13484 | -13408 | -13333 | -13262 | -13200 | -13147 | -13107 | -13078 | -13052 | -13023 | -12990 | -12985 | -13006 | -13069 | -13190 | -13354 | -13544 | -13747 | -13955 | -14156 | -14325 | -14480 | -14626 | -14760 | -14884 | -14999 | -15107 | -15206 | -15295 | -15372 | -15435 | -15487 | -15535 | -15579 | -15631 | -15689 | -15735 | -15772 | -15797 | -15812 | -15814 | -15805 | -15788 | -15768 | -15744 | -15710 | -15672 | -15633 | -15594 | -15556 | -15519 | -15487 | -15462 | -15444 | -15430 | -15419 | -15412 | -15410 | -15411 | -15416 | -15431 | -15466 | -15523 | -15596 | -15684 | -15782 | -15884 | -15982 | -16066 | -16130 | -16186 | -16234 | -16274 | -16306 | -16329 | -16343 | -16346 | -16341 | -16332 | -16319 | -16301 | -16281 | -16257 | -16230 | -16204 | -16173 | -16137 | -16097 | -16055 | -16015 | -15979 | -15947 | -15921 | -15905 | -15892 | -15879 | -15868 | -15857 | -15847 | -15838 | -15831 | -15824 | -15817 | -15813 | -15809 | -15804 | -15797 | -15776 | -15737 | -15666 | -15564 | -15441 | -15301 | -15145 | -14978 | -14813 | -14667 | -14555 | -14451 | -14357 | -14276 | -14208 | -14152 | -14106 | -14065 | -14029 | -13996 | -13965 | -13936 | -13907 | -13880 | -13856 | -13826 | -13785 | -13734 | -13673 | -13609 | -13547 | -13487 | -13429 | -13375 | -13333 | -13306 | -13290 | -13280 | -13275 | -13281 | -13299 | -13330 | -13370 | -13419 | -13474 | -13539 | -13613 | -13670 | -13692 | -13676 | -13635 | -13588 | -13541 | -13496 | -13455 | -13421 | -13396 | -13387 | -13404 | -13432 | -13467 | -13510 | -13559 | -13613 | -13668 | -13727 | -13792 | -13863 | -13941 | -14022 | -14104 | -14170 | -14233 | -14292 | -14340 | -14400 | -14471 | -14546 | -14623 | -14697 | -14767 | -14837 | -14929 | -15029 | -15124 | -15213 | -15296 | -15375 | -15447 | -15512 | -15566 | -15608 | -15639 | -15659 | -15669 | -15670 | -15663 | -15664 | -15674 | -15693 | -15719 | -15747 | -15775 | -15799 | -15817 | -15818 | -15784 | -15736 | -15682 | -15624 | -15565 | -15511 | -15462 | -15417 | -15374 | -15332 | -15290 | -15249 | -15208 | -15168 | -15121 | -15083 | -15054 | -15024 | -14992 | -14962 | -14935 | -14910 | -14889 | -14874 | -14863 | -14847 | -14825 | -14795 | -14752 | -14691 | -14611 | -14517 | -14418 | -14321 | -14232 | -14150 | -14078 | -14031 | -14015 | -14003 | -13994 | -13972 | -13941 | -13908 | -13878 | -13851 | -13831 | -13820 | -13808 | -13797 | -13790 | -13788 | -13793 | -13804 | -13825 | -13857 | -13899 | -13946 | -13997 | -14052 | -14115 | -14199 | -14307 | -14455 | -14652 | -14890 | -15147 | -15407 | -15666 | -15921 | -16169 | -16391 | -16591 | -16800 | -17007 | -17210 | -17406 | -17592 | -17766 | -17925 | -18071 | -18202 | -18317 | -18415 | -18496 | -18535 | -18528 | -18477 | -18406 | -18317 | -18207 | -18078 | -17930 | -17765 | -17587 | -17417 | -17289 | -17174 | -17060 | -16947 | -16837 | -16729 | -16624 | -16521 | -16420 | -16321 | -16225 | -16131 | -16035 | -15921 | -15804 | -15672 | -15491 | -15285 | -15076 | -14873 | -14680 | -14498 | -14325 | -14166 | -13986 | -13787 | -13586 | -13387 | -13194 | -13008 | -12832 | -12667 | -12510 | -12364 | -12228 | -12101 | -11982 | -11873 | -11772 | -11686 | -11597 | -11506 | -11418 | -11333 | -11251 | -11174 | -11102 | -11033 | -10961 | -10892 | -10820 | -10741 | -10654 | -10559 | -10453 | -10337 | -10210 | -10070 | -9920 | -9762 | -9602 | -9475 | -9384 | -9333 | -9339 | -9370 | -9406 | -9445 | -9487 | -9533 | -9578 | -9604 | -9601 | -9589 | -9582 | -9580 | -9580 | -9585 | -9595 | -9611 | -9633 | -9660 | -9689 | -9716 | -9741 | -9758 | -9778 | -9813 | -9861 | -9929 | -10022 | -10135 | -10261 | -10395 | -10530 | -10658 | -10768 | -10878 | -10991 | -11104 | -11218 | -11334 | -11448 | -11562 | -11674 | -11786 | -11897 | -12007 | -12118 | -12241 | -12371 | -12493 | -12611 | -12724 | -12829 | -12925 | -13013 | -13092 | -13162 | -13223 | -13292 | -13374 | -13452 | -13532 | -13611 | -13690 | -13770 | -13849 | -13929 | -14010 | -14091 | -14174 | -14254 | -14300 | -14311 | -14276 | -14217 | -14147 | -14072 | -13993 | -13911 | -13828 | -13745 | -13664 | -13573 | -13451 | -13315 | -13164 | -12997 | -12818 | -12627 | -12425 | -12213 | -11995 | -11777 | -11563 | -11359 | -11206 | -11102 | -11062 | -11066 | -11095 | -11141 | -11202 | -11281 | -11377 | -11485 | -11595 | -11695 | -11798 | -11909 | -12027 | -12151 | -12283 | -12427 | -12584 | -12755 | -12935 | -13124 | -13319 | -13514 | -13689 | -13842 | -13981 | -14124 | -14274 | -14420 | -14552 | -14661 | -14736 | -14777 | -14786 | -14770 | -14737 | -14696 | -14654 | -14617 | -14588 | -14567 | -14550 | -14536 | -14522 | -14504 | -14480 | -14453 | -14440 | -14445 | -14466 | -14491 | -14509 | -14525 | -14542 | -14564 | -14595 | -14642 | -14709 | -14794 | -14893 | -14997 | -15103 | -15206 | -15304 | -15398 | -15488 | -15574 | -15657 | -15737 | -15813 | -15883 | -15935 | -15966 | -15976 | -15975 | -15976 | -15984 | -16002 | -16033 | -16076 | -16127 | -16180 | -16239 | -16306 | -16373 | -16438 | -16498 | -16552 | -16599 | -16639 | -16670 | -16692 | -16708 | -16717 | -16720 | -16722 | -16726 | -16722 | -16702 | -16669 | -16627 | -16578 | -16521 | -16458 | -16391 | -16325 | -16272 | -16244 | -16223 | -16208 | -16201 | -16200 | -16202 | -16209 | -16223 | -16246 | -16274 | -16309 | -16346 | -16370 | -16369 | -16346 | -16320 | -16301 | -16289 | -16284 | -16283 | -16284 | -16285 | -16288 | -16297 | -16306 | -16316 | -16328 | -16344 | -16364 | -16386 | -16407 | -16424 | -16432 | -16432 | -16424 | -16415 | -16404 | -16399 | -16414 | -16443 | -16471 | -16496 | -16515 | -16533 | -16551 | -16567 | -16580 | -16583 | -16582 | -16580 | -16577 | -16569 | -16554 | -16535 | -16511 | -16486 | -16464 | -16449 | -16437 | -16423 | -16411 | -16411 | -16419 | -16430 | -16439 | -16446 | -16448 | -16443 | -16433 | -16420 | -16405 | -16391 | -16387 | -16387 | -16389 | -16397 | -16410 | -16429 | -16450 | -16466 | -16474 | -16478 | -16483 | -16493 | -16503 | -16500 | -16472 | -16408 | -16322 | -16222 | -16113 | -16003 | -15896 | -15795 | -15700 | -15605 | -15486 | -15354 | -15208 | -15051 | -14882 | -14704 | -14520 | -14339 | -14164 | -13990 | -13818 | -13648 | -13491 | -13355 | -13241 | -13144 | -13048 | -12956 | -12864 | -12770 | -12676 | -12583 | -12495 | -12412 | -12343 | -12296 | -12271 | -12267 | -12287 | -12329 | -12396 | -12491 | -12615 | -12758 | -12914 | -13063 | -13169 | -13236 | -13239 | -13215 | -13186 | -13150 | -13106 | -13053 | -12991 | -12923 | -12856 | -12829 | -12837 | -12845 | -12846 | -12836 | -12812 | -12776 | -12725 | -12655 | -12565 | -12461 | -12349 | -12231 | -12105 | -11979 | -11853 | -11706 | -11551 | -11394 | -11237 | -11082 | -10928 | -10774 | -10621 | -10469 | -10310 | -10154 | -10008 | -9873 | -9751 | -9644 | -9549 | -9466 | -9392 | -9328 | -9272 | -9215 | -9130 | -9040 | -8953 | -8858 | -8758 | -8659 | -8567 | -8482 | -8406 | -8339 | -8282 | -8227 | -8168 | -8103 | -8024 | -7930 | -7818 | -7687 | -7539 | -7380 | -7215 | -7051 | -6891 | -6757 | -6699 | -6683 | -6741 | -6876 | -7052 | -7252 | -7460 | -7670 | -7877 | -8078 | -8266 | -8431 | -8603 | -8771 | -8941 | -9120 | -9308 | -9502 | -9692 | -9872 | -10034 | -10173 | -10284 | -10366 | -10422 | -10450 | -10449 | -10441 | -10447 | -10476 | -10535 | -10622 | -10730 | -10850 | -10972 | -11065 | -11111 | -11158 | -11209 | -11263 | -11320 | -11383 | -11460 | -11554 | -11670 | -11809 | -11965 | -12127 | -12290 | -12450 | -12623 | -12794 | -12939 | -13048 | -13121 | -13163 | -13187 | -13199 | -13200 | -13200 | -13207 | -13202 | -13176 | -13124 | -13048 | -12952 | -12839 | -12706 | -12554 | -12384 | -12199 | -12012 | -11833 | -11663 | -11490 | -11302 | -11102 | -10894 | -10681 | -10459 | -10227 | -9983 | -9729 | -9479 | -9253 | -9043 | -8850 | -8677 | -8524 | -8385 | -8262 | -8158 | -8072 | -8006 | -7964 | -7935 | -7902 | -7869 | -7835 | -7810 | -7804 | -7816 | -7848 | -7901 | -7976 | -8074 | -8196 | -8329 | -8471 | -8629 | -8797 | -8971 | -9152 | -9337 | -9525 | -9711 | -9895 | -10069 | -10229 | -10362 | -10483 | -10596 | -10711 | -10838 | -10972 | -11108 | -11243 | -11375 | -11503 | -11626 | -11745 | -11855 | -11946 | -12030 | -12112 | -12192 | -12269 | -12342 | -12413 | -12480 | -12542 | -12602 | -12662 | -12741 | -12845 | -12972 | -13108 | -13242 | -13374 | -13505 | -13635 | -13762 | -13880 | -13987 | -14080 | -14159 | -14228 | -14294 | -14352 | -14400 | -14440 | -14473 | -14498 | -14515 | -14528 | -14541 | -14550 | -14551 | -14531 | -14482 | -14411 | -14325 | -14228 | -14125 | -14017 | -13905 | -13795 | -13692 | -13595 | -13509 | -13426 | -13336 | -13243 | -13149 | -13056 | -12967 | -12883 | -12806 | -12732 | -12664 | -12604 | -12545 | -12482 | -12410 | -12329 | -12243 | -12161 | -12081 | -12004 | -11931 | -11864 | -11802 | -11749 | -11709 | -11687 | -11693 | -11721 | -11766 | -11825 | -11894 | -11974 | -12059 | -12148 | -12236 | -12316 | -12380 | -12432 | -12469 | -12484 | -12475 | -12437 | -12377 | -12301 | -12214 | -12120 | -12018 | -11913 | -11815 | -11744 | -11687 | -11634 | -11586 | -11541 | -11492 | -11437 | -11374 | -11307 | -11237 | -11168 | -11103 | -11036 | -10968 | -10914 | -10879 | -10862 | -10859 | -10861 | -10861 | -10859 | -10852 | -10838 | -10814 | -10788 | -10743 | -10683 | -10614 | -10549 | -10496 | -10455 | -10425 | -10405 | -10398 | -10398 | -10372 | -10335 | -10291 | -10230 | -10166 | -10094 | -10012 | -9922 | -9829 | -9734 | -9642 | -9553 | -9475 | -9403 | -9340 | -9282 | -9222 | -9152 | -9068 | -8975 | -8876 | -8773 | -8663 | -8550 | -8448 | -8347 | -8266 | -8196 | -8130 | -8072 | -8027 | -7992 | -7968 | -7949 | -7931 | -7912 | -7890 | -7855 | -7800 | -7737 | -7672 | -7609 | -7552 | -7501 | -7456 | -7415 | -7380 | -7348 | -7303 | -7248 | -7187 | -7096 | -6991 | -6891 | -6795 | -6703 | -6613 | -6525 | -6442 | -6366 | -6298 | -6218 | -6134 | -6045 | -5947 | -5838 | -5720 | -5593 | -5457 | -5315 | -5168 | -5020 | -4915 | -4866 | -4859 | -4920 | -5009 | -5108 | -5213 | -5323 | -5437 | -5550 | -5659 | -5757 | -5829 | -5885 | -5942 | -6011 | -6095 | -6186 | -6278 | -6368 | -6459 | -6549 | -6637 | -6720 | -6755 | -6752 | -6708 | -6620 | -6515 | -6394 | -6260 | -6120 | -5984 | -5853 | -5730 | -5618 | -5527 | -5446 | -5366 | -5279 | -5186 | -5093 | -5009 | -4932 | -4861 | -4798 | -4741 | -4688 | -4667 | -4678 | -4718 | -4783 | -4866 | -4971 | -5104 | -5265 | -5452 | -5660 | -5883 | -6113 | -6335 | -6538 | -6743 | -6962 | -7190 | -7421 | -7652 | -7884 | -8120 | -8357 | -8595 | -8832 | -9090 | -9354 | -9617 | -9891 | -10156 | -10398 | -10610 | -10785 | -10922 | -11027 | -11105 | -11164 | -11209 | -11282 | -11376 | -11460 | -11533 | -11600 | -11662 | -11714 | -11754 | -11780 | -11796 | -11804 | -11779 | -11728 | -11636 | -11528 | -11422 | -11323 | -11230 | -11143 | -11061 | -10985 | -10915 | -10846 | -10783 | -10701 | -10595 | -10482 | -10365 | -10243 | -10117 | -9992 | -9873 | -9761 | -9654 | -9551 | -9451 | -9359 | -9294 | -9248 | -9225 | -9228 | -9252 | -9290 | -9337 | -9389 | -9442 | -9494 | -9533 | -9560 | -9592 | -9627 | -9665 | -9706 | -9749 | -9795 | -9843 | -9893 | -9946 | -10001 | -10053 | -10097 | -10134 | -10177 | -10210 | -10221 | -10211 | -10186 | -10151 | -10109 | -10063 | -10019 | -9984 | -9984 | -10019 | -10060 | -10103 | -10144 | -10182 | -10218 | -10255 | -10291 | -10329 | -10362 | -10373 | -10356 | -10300 | -10214 | -10122 | -10030 | -9939 | -9849 | -9756 | -9662 | -9567 | -9471 | -9377 | -9287 | -9189 | -9084 | -8976 | -8869 | -8761 | -8648 | -8527 | -8395 | -8252 | -8104 | -8000 | -7941 | -7939 | -7951 | -7948 | -7930 | -7901 | -7860 | -7807 | -7743 | -7670 | -7589 | -7502 | -7380 | -7217 | -7059 | -6920 | -6798 | -6688 | -6585 | -6488 | -6396 | -6305 | -6207 | -6072 | -5918 | -5753 | -5576 | -5400 | -5229 | -5064 | -4908 | -4762 | -4626 | -4501 | -4388 | -4285 | -4186 | -4096 | -3997 | -3876 | -3735 | -3584 | -3471 | -3471 | -3471 | -3471 | -3471 | -3471 | -3471 | -3471 | -3471 | -3471 | -3471 | -3471 | -3471 | -3471 | -3471 | -3627 | -3797 | -3958 | -4104 | -4258 | -4426 | -4601 | -4775 | -4948 | -5124 | -5303 | -5481 | -5655 | -5823 | -5968 | -6088 | -6165 | -6214 | -6248 | -6272 | -6292 | -6308 | -6321 | -6327 | -6325 | -6322 | -6328 | -6359 | -6413 | -6470 | -6534 | -6611 | -6696 | -6786 | -6878 | -6973 | -7071 | -7161 | -7234 | -7284 | -7325 | -7376 | -7438 | -7505 | -7570 | -7628 | -7676 | -7713 | -7739 | -7751 | -7748 | -7739 | -7726 | -7713 | -7694 | -7669 | -7640 | -7607 | -7569 | -7526 | -7480 | -7432 | -7381 | -7347 | -7315 | -7257 | -7182 | -7099 | -7015 | -6934 | -6858 | -6788 | -6723 | -6661 | -6605 | -6548 | -6479 | -6404 | -6327 | -6246 | -6161 | -6072 | -5979 | -5882 | -5780 | -5680 | -5618 | -5581 | -5588 | -5635 | -5711 | -5809 | -5922 | -6048 | -6184 | -6328 | -6478 | -6634 | -6791 | -6928 | -7057 | -7190 | -7328 | -7470 | -7614 | -7762 | -7913 | -8067 | -8222 | -8378 | -8524 | -8649 | -8753 | -8837 | -8894 | -8924 | -8929 | -8910 | -8867 | -8807 | -8735 | -8656 | -8573 | -8512 | -8479 | -8453 | -8426 | -8398 | -8372 | -8349 | -8329 | -8312 | -8301 | -8284 | -8243 | -8184 | -8092 | -7966 | -7821 | -7663 | -7499 | -7334 | -7174 | -7020 | -6873 | -6734 | -6614 | -6492 | -6341 | -6176 | -6010 | -5854 | -5709 | -5571 | -5440 | -5317 | -5204 | -5111 | -5060 | -5042 | -5070 | -5136 | -5226 | -5336 | -5461 | -5596 | -5737 | -5879 | -6022 | -6157 | -6275 | -6393 | -6530 | -6662 | -6789 | -6908 | -7014 | -7109 | -7192 | -7259 | -7311 | -7349 | -7359 | -7375 | -7403 | -7438 | -7483 | -7542 | -7613 | -7694 | -7783 | -7875 | -7968 | -8059 | -8148 | -8220 | -8301 | -8400 | -8505 | -8613 | -8718 | -8820 | -8922 | -9022 | -9121 | -9213 | -9294 | -9329 | -9333 | -9331 | -9325 | -9308 | -9281 | -9245 | -9204 | -9159 | -9113 | -9069 | -9024 | -8992 | -8968 | -8940 | -8907 | -8875 | -8851 | -8839 | -8834 | -8833 | -8837 | -8843 | -8830 | -8814 | -8763 | -8700 | -8636 | -8570 | -8498 | -8423 | -8348 | -8275 | -8207 | -8147 | -8101 | -8055 | -7982 | -7902 | -7819 | -7727 | -7619 | -7495 | -7361 | -7227 | -7093 | -6972 | -6908 | -6898 | -6960 | -7050 | -7147 | -7246 | -7346 | -7447 | -7548 | -7647 | -7741 | -7831 | -7912 | -7982 | -8075 | -8184 | -8296 | -8412 | -8534 | -8663 | -8796 | -8927 | -9054 | -9163 | -9234 | -9260 | -9241 | -9200 | -9146 | -9088 | -9025 | -8955 | -8873 | -8782 | -8679 | -8564 | -8444 | -8333 | -8212 | -8085 | -7956 | -7823 | -7686 | -7541 | -7390 | -7233 | -7073 | -6914 | -6762 | -6616 | -6460 | -6275 | -6070 | -5858 | -5647 | -5449 | -5267 | -5101 | -4954 | -4828 | -4724 | -4626 | -4520 | -4410 | -4300 | -4196 | -4095 | -4003 | -3921 | -3847 | -3778 | -3715 | -3672 | -3665 | -3700 | -3769 | -3853 | -3947 | -4046 | -4147 | -4252 | -4362 | -4476 | -4592 | -4704 | -4800 | -4874 | -4943 | -5013 | -5083 | -5156 | -5229 | -5302 | -5378 | -5455 | -5536 | -5629 | -5730 | -5846 | -5984 | -6147 | -6326 | -6509 | -6685 | -6849 | -6995 | -7122 | -7229 | -7315 | -7386 | -7462 | -7534 | -7602 | -7666 | -7728 | -7788 | -7845 | -7898 | -7950 | -7999 | -8026 | -8030 | -8005 | -7964 | -7908 | -7838 | -7761 | -7683 | -7608 | -7539 | -7475 | -7414 | -7354 | -7302 | -7268 | -7244 | -7230 | -7221 | -7213 | -7204 | -7194 | -7180 | -7158 | -7125 | -7087 | -7052 | -7014 | -6984 | -6965 | -6958 | -6961 | -6972 | -6987 | -7007 | -7031 | -7056 | -7084 | -7106 | -7116 | -7123 | -7124 | -7119 | -7112 | -7103 | -7095 | -7091 | -7095 | -7107 | -7133 | -7159 | -7201 | -7232 | -7246 | -7243 | -7229 | -7209 | -7181 | -7143 | -7096 | -7042 | -6980 | -6916 | -6867 | -6829 | -6803 | -6784 | -6771 | -6763 | -6756 | -6745 | -6732 | -6705 | -6644 | -6564 | -6451 | -6332 | -6219 | -6117 | -6023 | -5936 | -5860 | -5798 | -5748 | -5712 | -5687 | -5667 | -5631 | -5580 | -5518 | -5449 | -5375 | -5292 | -5202 | -5110 | -5019 | -4944 | -4904 | -4896 | -4928 | -4973 | -5020 | -5068 | -5119 | -5176 | -5240 | -5311 | -5390 | -5473 | -5557 | -5637 | -5714 | -5801 | -5897 | -5999 | -6109 | -6229 | -6359 | -6495 | -6633 | -6778 | -6929 | -7076 | -7230 | -7393 | -7562 | -7731 | -7895 | -8048 | -8183 | -8301 | -8402 | -8492 | -8574 | -8652 | -8734 | -8811 | -8879 | -8943 | -9005 | -9065 | -9127 | -9190 | -9253 | -9294 | -9302 | -9268 | -9205 | -9129 | -9044 | -8950 | -8848 | -8741 | -8632 | -8521 | -8408 | -8295 | -8184 | -8091 | -8041 | -8003 | -7968 | -7934 | -7898 | -7862 | -7823 | -7783 | -7743 | -7697 | -7650 | -7616 | -7562 | -7496 | -7426 | -7354 | -7278 | -7204 | -7133 | -7062 | -6990 | -6912 | -6829 | -6739 | -6614 | -6481 | -6348 | -6210 | -6067 | -5921 | -5771 | -5617 | -5460 | -5318 | -5191 | -5074 | -4972 | -4872 | -4779 | -4699 | -4634 | -4584 | -4548 | -4526 | -4518 | -4527 | -4553 | -4586 | -4636 | -4700 | -4776 | -4863 | -4962 | -5069 | -5185 | -5310 | -5443 | -5573 | -5696 | -5803 | -5913 | -6025 | -6133 | -6230 | -6314 | -6379 | -6426 | -6458 | -6477 | -6482 | -6473 | -6459 | -6437 | -6405 | -6361 | -6305 | -6244 | -6176 | -6101 | -6015 | -5918 | -5809 | -5681 | -5549 | -5380 | -5190 | -4995 | -4806 | -4626 | -4460 | -4306 | -4162 | -4025 | -3898 | -3782 | -3676 | -3572 | -3471 | -3471 | -3471 | -3471 | -3471 | -3471 | -3471 | -3471 | -3471 | -3471 | -3471 | -3471 | -3471 | -3471 | -3471 | -3471 | -3471 | -3471 | -3471 | -3471 | -3471 | -3471 | -3471 | -3471 | -3471 | -3471 | -3471 | -3471 | -3471 | -3471 | -3471 | -3471 | -3471 | -3471 | -3471 | -3471 | -3471 | -3471 | -3471 | -3471 | -3471 | -3471 | -3471 | -3471 | -3471 | -3471 | -3471 | -3471 | -3471 | -3471 | -3471 | -3471 | -3471 | -3471 | -3471 | -3471 | -3471 | -3471 | -3471 | -3471 | -3471 | -3471 | -3471 | -3471 | -3471 | -3471 | -3471 | -3471 | -3471 | -3471 | -3471 | -3651 | -3863 | -4065 | -4256 | -4439 | -4612 | -4771 | -4918 | -5055 | -5162 | -5235 | -5267 | -5245 | -5202 | -5149 | -5091 | -5027 | -4959 | -4885 | -4805 | -4721 | -4633 | -4544 | -4462 | -4380 | -4292 | -4199 | -4103 | -4007 | -3911 | -3815 | -3720 | -3622 | -3529 | -3471 | -3471 | -3471 | -3471 | -3471 | -3471 | -3471 | -3471 | -3471 | -3471 | -3471 | -3471 | -3471 | -3471 | -3471 | -3471 | -3471 | -3471 | -3471 | -3471 | -3471 | -3471 | -3471 | -3471 | -3471 | -3471 | -3471 | -3471 | -3471 | -3471 | -3471 | -3471 | -3471 | -3471 | -3471 | -3471 | -3471 | -3471 | -3471 | -3471 | -3471 | -3471 | -3471 | -3471 | -3471 | -3471 | -3471 | -3471 | -3471 | -3471 | -3471 | -3471 | -3471 | -3471 | -3471 | -3471 | -3471 | -3555 | -3674 | -3784 | -3887 | -3978 | -4059 | -4128 | -4188 | -4243 | -4297 | -4347 | -4395 | -4442 | -4491 | -4551 | -4620 | -4694 | -4764 | -4829 | -4892 | -4960 | -5037 | -5123 | -5218 | -5317 | -5414 | -5505 | -5588 | -5660 | -5723 | -5787 | -5847 | -5903 | -5955 | -6002 | -6046 | -6088 | -6128 | -6150 | -6148 | -6112 | -6047 | -5966 | -5879 | -5786 | -5685 | -5577 | -5464 | -5349 | -5235 | -5122 | -5010 | -4903 | -4817 | -4739 | -4661 | -4586 | -4516 | -4451 | -4390 | -4333 | -4282 | -4226 | -4163 | -4090 | -4002 | -3922 | -3850 | -3785 | -3724 | -3663 | -3600 | -3533 | -3471 | -3471 | -3471 | -3471 | -3471 | -3471 | -3471 | -3471 | -3471 | -3471 | -3471 | -3471 | -3471 | -3471 | -3471 | -3471 | -3471 | -3471 | -3471 | -3471 | -3471 | -3471 | -3471 | -3471 | -3471 | -3471 | -3471 | -3471 | -3471 | -3471 | -3471 | -3471 | -3471 | -3471 | -3471 | -3471 | -3471 | -3471 | -3471 | -3471 | -3471 | -3471 | -3471 | -3471 | -3471 | -3471 | -3471 | -3471 | -3471 | -3471 | -3471 | -3471 | -3471 | -3471 | -3471 | -3471 | -3471 | -3471 | -3471 | -3471 | -3471 | -3471 | -3471 | -3471 | -3471 | -3471 | -3471 | -3471 | -3471 | -3471 | -3471 | -3471 | -3471 | -3471 | -3471 | -3471 | -3471 | -3471 | -3471 | -3471 | -3471 | -3471 | -3471 | -3471 | -3471 | -3471 | -3471 | -3471 | -3471 | -3471 | -3471 | -3471 | -3471 | -3471 | -3471 | -3471 | -3471 | -3471 | -3471 | -3471 | -3471 | -3471 | -3471 | -3471 | -3551 | -3751 | -3960 | -4179 | -4404 | -4613 | -4785 | -4921 | -5037 | -5141 | -5233 | -5317 | -5395 | -5464 | -5527 | -5581 | -5630 | -5678 | -5726 | -5781 | -5856 | -5930 | -5998 | -6059 | -6112 | -6155 | -6187 | -6207 | -6219 | -6212 | -6200 | -6176 | -6145 | -6116 | -6089 | -6063 | -6035 | -6003 | -5965 | -5920 | -5870 | -5813 | -5751 | -5688 | -5625 | -5549 | -5465 | -5377 | -5283 | -5183 | -5077 | -4968 | -4860 | -4781 | -4736 | -4735 | -4750 | -4773 | -4806 | -4847 | -4893 | -4944 | -4994 | -5040 | -5078 | -5109 | -5135 | -5157 | -5168 | -5179 | -5189 | -5197 | -5206 | -5218 | -5232 | -5249 | -5266 | -5281 | -5297 | -5313 | -5335 | -5359 | -5379 | -5398 | -5419 | -5445 | -5481 | -5531 | -5597 | -5673 | -5752 | -5825 | -5896 | -5977 | -6059 | -6143 | -6228 | -6315 | -6403 | -6492 | -6580 | -6649 | -6690 | -6699 | -6701 | -6702 | -6702 | -6707 | -6717 | -6734 | -6755 | -6779 | -6804 | -6825 | -6840 | -6850 | -6852 | -6842 | -6830 | -6814 | -6793 | -6766 | -6736 | -6702 | -6667 | -6639 | -6624 | -6618 | -6610 | -6607 | -6616 | -6633 | -6650 | -6665 | -6671 | -6667 | -6651 | -6628 | -6605 | -6582 | -6568 | -6564 | -6569 | -6586 | -6612 | -6644 | -6680 | -6716 | -6751 | -6759 | -6740 | -6690 | -6612 | -6523 | -6421 | -6307 | -6185 | -6063 | -5948 | -5845 | -5755 | -5683 | -5627 | -5585 | -5527 | -5447 | -5354 | -5248 | -5132 | -5009 | -4883 | -4752 | -4624 | -4548 | -4522 | -4561 | -4648 | -4754 | -4869 | -4988 | -5107 | -5223 | -5335 | -5443 | -5541 | -5625 | -5697 | -5758 | -5826 | -5910 | -6003 | -6102 | -6205 | -6311 | -6418 | -6526 | -6634 | -6718 | -6770 | -6775 | -6743 | -6690 | -6622 | -6548 | -6475 | -6403 | -6332 | -6262 | -6197 | -6140 | -6089 | -6044 | -6007 | -5979 | -5955 | -5935 | -5920 | -5910 | -5907 | -5909 | -5913 | -5907 | -5893 | -5869 | -5841 | -5809 | -5772 | -5729 | -5679 | -5624 | -5562 | -5495 | -5425 | -5352 | -5276 | -5202 | -5136 | -5061 | -4979 | -4893 | -4809 | -4727 | -4645 | -4565 | -4486 | -4404 | -4315 | -4232 | -4140 | -4052 | -3971 | -3894 | -3819 | -3748 | -3682 | -3617 | -3551 | -3485 | -3471 | -3471 | -3471 | -3471 | -3471 | -3471 | -3471 | -3471 | -3471 | -3471 | -3471 | -3471 | -3471 | -3471 | -3471 | -3471 | -3471 | -3471 | -3471 | -3471 | -3471 | -3471 | -3471 | -3471 | -3471 | -3471 | -3471 | -3471 | -3471 | -3471 | -3471 | -3471 | -3471 | -3471 | -3471 | -3471 | -3471 | -3471 | -3471 | -3471 | -3471 | -3471 | -3471 | -3471 | -3471 | -3471 | -3471 | -3471 | -3471 | -3471 | -3471 | -3471 | -3471 | -3471 | -3471 | -3471 | -3471 | -3471 | -3471 | -3471 | -3471 | -3471 | -3471 | -3471 | -3471 | -3471 | -3471 | -3471 | -3471 | -3471 | -3471 | -3471 | -3471 | -3475 | -3486 | -3493 | -3499 | -3502 | -3503 | -3506 | -3511 | -3519 | -3531 | -3541 | -3533 | -3502 | -3471 | -3471 | -3471 | -3471 | -3471 | -3471 | -3471 | -3471 | -3471 | -3471 | -3471 | -3471 | -3471 | -3471 | -3471 | -3471 | -3471 | -3471 | -3471 | -3471 | -3471 | -3471 | -3471 | -3471 | -3471 | -3471 | -3471 | -3471 | -3471 | -3471 | -3471 | -3471 | -3471 | -3471 | -3471 | -3471 | -3471 | -3471 | -3471 | -3471 | -3471 | -3471 | -3471 | -3471 | -3471 | -3471 | -3471 | -3471 | -3471 | -3471 | -3471 | -3471 | -3471 | -3471 | -3471 | -3471 | -3471 | -3471 | -3471 | -3471 | -3471 | -3471 | -3471 | -3471 | -3471 | -3471 | -3471 | -3471 | -3471 | -3471 | -3471 | -3471 | -3471 | -3471 | -3471 | -3471 | -3471 | -3471 | -3471 | -3471 | -3471 | -3471 | -3471 | -3471 | -3471 | -3471 | -3471 | -3471 | -3471 | -3471 | -3471 | -3471 | -3471 | -3471 | -3471 | -3471 | -3471 | -3471 | -3471 | -3471 | -3471 | -3471 | -3471 | -3471 | -3471 | -3471 | -3471 | -3471 | -3471 | -3471 | -3471 | -3471 | -3471 | -3471 | -3471 | -3471 | -3471 | -3471 | -3471 | -3471 | -3471 | -3471 | -3471 | -3471 | -3471 | -3471 | -3471 | -3471 | -3471 | -3471 | -3471 | -3471 | -3471 | -3471 | -3471 | -3471 | -3471 | -3471 | -3471 | -3471 | -3471 | -3471 | -3471 | -3471 | -3471 | -3471 | -3471 | -3471 | -3471 | -3471 | -3471 | -3471 | -3471 | -3471 | -3471 | -3471 | -3471 | -3471 | -3471 | -3471 | -3471 | -3471 | -3471 | -3471 | -3471 | -3471 | -3471 | -3471 | -3471 | -3471 | -3471 | -3471 | -3471 | -3471 | -3471 | -3471 | -3471 | -3471 | -3471 | -3471 | -3471 | -3471 | -3471 | -3471 | -3471 | -3471 | -3471 | -3471 | -3471 | -3471 | -3471 | -3471 | -3471 | -3471 | -3471 | -3471 | -3471 | -3471 | -3471 | -3471 | -3471 | -3471 | -3471 | -3471 | -3471 | -3471 | -3471 | -3471 | -3471 | -3471 | -3471 | -3471 | -3471 | -3471 | -3471 | -3471 | -3471 | -3471 | -3471 | -3471 | -3471 | -3471 | -3471 | -3471 | -3471 | -3471 | -3471 | -3471 | -3471 | -3471 | -3471 | -3471 | -3471 | -3600 | -3722 | -3842 | -3964 | -4094 | -4223 | -4363 | -4517 | -4677 | -4837 | -4989 | -5133 | -5265 | -5382 | -5485 | -5570 | -5638 | -5690 | -5733 | -5779 | -5823 | -5857 | -5886 | -5919 | -5954 | -5993 | -6033 | -6076 | -6107 | -6119 | -6094 | -6044 | -5974 | -5885 | -5778 | -5658 | -5525 | -5386 | -5243 | -5103 | -4967 | -4837 | -4728 | -4641 | -4553 | -4463 | -4372 | -4282 | -4191 | -4103 | -4018 | -3936 | -3852 | -3751 | -3650 | -3530 | -3471 | -3471 | -3471 | -3471 | -3471 | -3471 | -3471 | -3471 | -3471 | -3471 | -3471 | -3471 | -3471 | -3471 | -3471 | -3471 | -3471 | -3471 | -3471 | -3471 | -3471 | -3471 | -3471 | -3471 | -3471 | -3471 | -3471 | -3471 | -3471 | -3471 | -3471 | -3471 | -3471 | -3471 | -3471 | -3471 | -3471 | -3471 | -3471 | -3471 | -3471 | -3471 | -3471 | -3471 | -3471 | -3471 | -3471 | -3471 | -3471 | -3471 | -3471 | -3471 | -3471 | -3471 | -3471 | -3471 | -3471 | -3471 | -3471 | -3471 | -3471 | -3471 | -3471 | -3471 | -3471 | -3471 | -3471 | -3471 | -3471 | -3471 | -3471 | -3471 | -3471 | -3471 | -3471 | -3471 | -3471 | -3471 | -3471 | -3471 | -3471 | -3471 | -3471 | -3471 | -3471 | -3471 | -3471 | -3471 | -3471 | -3471 | -3471 | -3471 | -3471 | -3471 | -3471 | -3471 | -3471 | -3471 | -3471 | -3471 | -3471 | -3471 | -3471 | -3471 | -3471 | -3471 | -3471 | -3471 | -3471 | -3471 | -3471 | -3471 | -3471 | -3471 | -3471 | -3471 | -3471 | -3471 | -3471 | -3471 | -3471 | -3471 | -3471 | -3471 | -3471 | -3471 | -3471 | -3471 | -3471 | -3471 | -3471 | -3471 | -3471 | -3471 | -3471 | -3471 | -3471 | -3471 | -3471 | -3471 | -3471 | -3471 | -3471 | -3471 | -3471 | -3471 | -3471 | -3471 | -3471 | -3471 | -3471 | -3471 | -3471 | -3471 | -3471 | -3471 | -3471 | -3471 | -3471 | -3471 | -3471 | -3471 | -3471 | -3471 | -3471 | -3471 | -3471 | -3471 | -3471 | -3471 | -3471 | -3471 | -3471 | -3471 | -3471 | -3471 | -3471 | -3471 | -3471 | -3471 | -3471 | -3471 | -3471 | -3471 | -3471 | -3471 | -3471 | -3471 | -3471 | -3471 | -3471 | -3471 | -3471 | -3471 | -3471 | -3471 | -3471 | -3471 | -3471 | -3471 | -3471 | -3471 | -3471 | -3471 | -3471 | -3471 | -3471 | -3471 | -3471 | -3471 | -3471 | -3471 | -3471 | -3471 | -3471 | -3471 | -3471 | -3471 | -3471 | -3471 | -3471 | -3471 | -3471 | -3471 | -3471 | -3471 | -3471 | -3471 | -3471 | -3471 | -3471 | -3471 | -3471 | -3471 | -3471 | -3471 | -3471 | -3471 | -3471 | -3471 | -3471 | -3471 | -3471 | -3471 | -3471 | -3471 | -3471 | -3471 | -3471 | -3471 | -3471 | -3471 | -3471 | -3471 | -3471 | -3471 | -3471 | -3471 | -3471 | -3471 | -3471 | -3471 | -3471 | -3471 | -3471 | -3471 | -3471 | -3471 | -3471 | -3471 | -3471 | -3471 | -3471 | -3471 | -3471 | -3471 | -3471 | -3471 | -3471 | -3471 | -3471 | -3471 | -3471 | -3471 | -3471 | -3471 | -3471 | -3471 | -3471 | -3471 | -3471 | -3471 | -3471 | -3471 | -3471 | -3471 | -3471 | -3471 | -3471 | -3471 | -3471 | -3471 | -3471 | -3471 | -3471 | -3471 | -3471 | -3471 | -3471 | -3471 | -3471 | -3471 | -3471 | -3471 | -3471 | -3471 | -3471 | -3471 | -3471 | -3471 | -3471 | -3471 | -3471 | -3471 | -3471 | -3471 | -3471 | -3471 | -3471 | -3471 | -3471 | -3471 | -3471 | -3471 | -3471 | -3471 | -3471 | -3471 | -3471 | -3471 | -3471 | -3471 | -3471 | -3471 | -3471 | -3471 | -3471 | -3471 | -3471 | -3471 | -3471 | -3471 | -3471 | -3471 | -3471 | -3624 | -3739 | -3811 | -3834 | -3816 | -3775 | -3723 | -3667 | -3611 | -3558 | -3510 | -3471 | -3471 | -3471 | -3471 | -3471 | -3471 | -3471 | -3471 | -3471 | -3471 | -3471 | -3471 | -3471 | -3471 | -3471 | -3471 | -3471 | -3471 | -3471 | -3471 | -3471 | -3471 | -3471 | -3471 | -3471 | -3471 | -3471 | -3471 | -3471 | -3471 | -3471 | -3471 | -3471 | -3471 | -3471 | -3471 | -3471 | -3471 | -3471 | -3471 | -3471 | -3471 | -3471 | -3471 | -3471 | -3471 | -3471 | -3471 | -3471 | -3471 | -3471 | -3471 | -3471 | -3471 | -3471 | -3471 | -3471 | -3471 | -3471 | -3471 | -3471 | -3471 | -3471 | -3471 | -3471 | -3471 | -3471 | -3471 | -3471 | -3471 | -3471 | -3471 | -3471 | -3471 | -3471 | -3485 | -3524 | -3571 | -3624 | -3676 | -3727 | -3776 | -3822 | -3862 | -3895 | -3925 | -3945 | -3943 | -3928 | -3907 | -3893 | -3889 | -3891 | -3904 | -3926 | -3955 | -3990 | -4027 | -4065 | -4103 | -4140 | -4183 | -4228 | -4274 | -4320 | -4366 | -4414 | -4466 | -4521 | -4577 | -4626 | -4654 | -4670 | -4665 | -4634 | -4581 | -4514 | -4433 | -4335 | -4226 | -4107 | -3981 | -3850 | -3718 | -3607 | -3494 | -3471 | -3471 | -3471 | -3471 | -3471 | -3471 | -3471 | -3471 | -3471 | -3471 | -3471 | -3471 | -3471 | -3471 | -3471 | -3471 | -3471 | -3471 | -3471 | -3471 | -3471 | -3471 | -3471 | -3471 | -3471 | -3471 | -3471 | -3471 | -3471 | -3471 | -3471 | -3471 | -3471 | -3471 | -3471 | -3471 | -3471 | -3471 | -3471 | -3471 | -3471 | -3471 | -3471 | -3471 | -3471 | -3471 | -3471 | -3471 | -3471 | -3471 | -3471 | -3471 | -3471 | -3471 | -3471 | -3471 | -3471 | -3471 | -3471 | -3471 | -3471 | -3471 | -3471 | -3471 | -3471 | -3471 | -3471 | -3471 | -3471 | -3471 | -3471 | -3471 | -3471 | -3471 | -3471 | -3471 | -3471 | -3471 | -3471 | -3471 | -3471 | -3471 | -3471 | -3471 | -3471 | -3471 | -3471 | -3471 | -3471 | -3471 | -3471 | -3471 | -3471 | -3471 | -3471 | -3471 | -3471 | -3471 | -3471 | -3471 | -3471 | -3471 | -3471 | -3471 | -3471 | -3471 | -3471 | -3471 | -3471 | -3471 | -3471 | -3471 | -3471 | -3471 | -3471 | -3471 | -3471 | -3471 | -3471 | -3471 | -3471 | -3471 | -3471 | -3471 | -3471 | -3471 | -3471 | -3471 | -3471 | -3471 | -3471 | -3471 | -3471 | -3471 | -3471 | -3471 | -3471 | -3471 | -3471 | -3471 | -3471 | -3471 | -3471 | -3471 | -3471 | -3471 | -3471 | -3471 | -3471 | -3471 | -3471 | -3471 | -3471 | -3471 | -3471 | -3471 | -3471 | -3471 | -3471 | -3471 | -3471 | -3471 | -3471 | -3471 | -3471 | -3471 | -3471 | -3471 | -3471 | -3471 | -3471 | -3471 | -3471 | -3471 | -3471 | -3471 | -3471 | -3471 | -3471 | -3471 | -3471 | -3471 | -3471 | -3471 | -3471 | -3471 | -3471 | -3471 | -3471 | -3471 | -3471 | -3471 | -3471 | -3471 | -3471 | -3471 | -3471 | -3471 | -3471 | -3471 | -3471 | -3471 | -3471 | -3471 | -3471 | -3471 | -3471 | -3471 | -3471 | -3471 | -3471 | -3471 | -3471 | -3471 | -3471 | -3471 | -3471 | -3471 | -3471 | -3471 | -3471 | -3471 | -3471 | -3471 | -3471 | -3471 | -3471 | -3471 | -3471 | -3471 | -3471 | -3471 | -3471 | -3471 | -3471 | -3471 | -3471 | -3471 | -3471 | -3471 | -3471 | -3471 | -3471 | -3471 | -3471 | -3471 | -3471 | -3471 | -3471 | -3471 | -3471 | -3471 | -3471 | -3471 | -3471 | -3471 | -3471 | -3471 | -3471 | -3471 | -3471 | -3471 | -3471 | -3471 | -3471 | -3471 | -3471 | -3471 | -3471 | -3471 | -3471 | -3471 | -3471 | -3471 | -3471 | -3471 | -3471 | -3471 | -3471 | -3471 | -3471 | -3471 | -3471 | -3471 | -3471 | -3471 | -3471 | -3471 | -3471 | -3471 | -3471 | -3471 | -3471 | -3471 | -3471 | -3471 | -3471 | -3471 | -3471 | -3471 | -3471 | -3471 | -3471 | -3471 | -3471 | -3471 | -3471 | -3471 | -3471 | -3471 | -3471 | -3471 | -3471 | -3471 | -3471 | -3471 | -3471 | -3471 | -3471 | -3471 | -3471 | -3471 | -3471 | -3471 | -3471 | -3471 | -3471 | -3471 | -3471 | -3471 | -3471 | -3471 | -3471 | -3471 | -3471 | -3471 | -3471 | -3471 | -3471 | -3471 | -3471 | -3471 | -3471 | -3471 | -3471 | -3471 | -3471 | -3471 | -3471 | -3471 | -3471 | -3471 | -3471 | -3471 | -3471 | -3471 | -3471 | -3471 | -3471 | -3471 | -3471 | -3471 | -3471 | -3471 | -3471 | -3471 | -3471 | -3471 | -3471 | -3471 | -3471 | -3471 | -3471 | -3471 | -3471 | -3471 | -3471 | -3471 | -3471 | -3471 | -3471 | -3471 | -3471 | -3471 | -3471 | -3471 | -3471 | -3471 | -3471 | -3471 | -3471 | -3471 | -3471 | -3471 | -3471 | -3471 | -3471 | -3471 | -3471 | -3471 | -3471 | -3471 | -3471 | -3471 | -3471 | -3471 | -3471 | -3471 | -3471 | -3471 | -3471 | -3471 | -3471 | -3471 | -3471 | -3471 | -3471 | -3471 | -3471 | -3471 | -3471 | -3471 | -3471 | -3471 | -3471 | -3471 | -3471 | -3471 | -3471 | -3471 | -3471 | -3471 | -3471 | -3471 | -3471 | -3471 | -3471 | -3471 | -3471 | -3471 | -3471 | -3471 | -3471 | -3471 | -3471 | -3471 | -3471 | -3471 | -3471 | -3471 | -3471 | -3471 | -3471 | -3471 | -3471 | -3471 | -3471 | -3471 | -3471 | -3471 | -3471 | -3471 | -3471 | -3471 | -3471 | -3471 | -3471 | -3471 | -3471 | -3471 | -3471 | -3471 | -3471 | -3471 | -3471 | -3471 | -3471 | -3471 | -3471 | -3471 | -3471 | -3471 | -3471 | -3471 | -3471 | -3471 | -3471 | -3471 | -3471 | -3471 | -3471 | -3471 | -3471 | -3471 | -3471 | -3471 | -3471 | -3471 | -3471 | -3471 | -3471 | -3471 | -3471 | -3471 | -3471 | -3471 | -3471 | -3471 | -3471 | -3471 | -3471 | -3471 | -3471 | -3471 | -3471 | -3471 | -3471 | -3471 | -3471 | -3471 | -3471 | -3471 | -3471 | -3471 | -3471 | -3471 | -3471 | -3471 | -3471 | -3471 | -3471 | -3471 | -3471 | -3471 | -3471 | -3471 | -3471 | -3471 | -3471 | -3471 | -3471 | -3471 | -3471 | -3471 | -3471 | -3471 | -3471 | -3471 | -3471 | -3471 | -3471 | -3471 | -3471 | -3471 | -3471 | -3471 | -3471 | -3471 | -3471 | -3471 | -3471 | -3471 | -3471 | -3471 | -3471 | -3471 | -3471 | -3471 | -3471 | -3471 | -3471 | -3471 | -3471 | -3471 | -3471 | -3471 | -3471 | -3471 | -3471 | -3471 | -3471 | -3471 | -3471 | -3471 | -3471 | -3471 | -3471 | -3471 | -3471 | -3471 | -3471 | -3471 | -3471 | -3471 | -3471 | -3471 | -3471 | -3471 | -3471 | -3471 | -3471 | -3471 | -3471 | -3471 | -3471 | -3471 | -3471 | -3471 | -3471 | -3471 | -3471 | -3471 | -3471 | -3471 | -3471 | -3471 | -3471 | -3471 | -3471 | -3471 | -3471 | -3471 | -3471 | -3471 | -3471 | -3471 | -3471 | -3471 | -3471 | -3471 | -3471 | -3471 | -3471 | -3471 | -3471 | -3471 | -3471 | -3471 | -3471 | -3471 | -3471 | -3471 | -3471 | -3471 | -3471 | -3471 | -3471 | -3471 | -3471 | -3471 | -3471 | -3471 | -3471 | -3471 | -3471 | -3471 | -3471 | -3471 | -3471 | -3471 | -3471 | -3471 | -3471 | -3471 | -3471 | -3471 | -3471 | -3471 | -3471 | -3471 | -3471 | -3471 | -3471 | -3471 | -3471 | -3471 | -3471 | -3471 | -3471 | -3471 | -3471 | -3471 | -3471 | -3471 | -3471 | -3471 | -3471 | -3471 | -3471 | -3471 | -3471 | -3471 | -3471 | -3471 | -3471 | -3471 | -3471 | -3471 | -3471 | -3471 | -3471 | -3471 | -3471 | -3471 | -3471 | -3471 | -3471 | -3471 | -3471 | -3471 | -3471 | -3471 | -3471 | -3471 | -3471 | -3471 | -3471 | -3471 | -3471 | -3471 | -3471 | -3471 | -3471 | -3471 | -3471 | -3471 | -3471 | -3471 | -3471 | -3471 | -3471 | -3471 | -3471 | -3471 | -3471 | -3471 | -3471 | -3471 | -3471 | -3471 | -3471 | -3471 | -3471 | -3471 | -3471 | -3471 | -3471 | -3471 | -3471 | -3471 | -3471 | -3471 | -3471 | -3471 | -3471 | -3471 | -3471 | -3471 | -3471 | -3471 | -3471 | -3471 | -3471 | -3471 | -3471 | -3471 | -3471 | -3471 | -3471 | -3471 | -3471 | -3471 | -3471 | -3471 | -3471 | -3471 | -3471 | -3471 | -3471 | -3471 | -3471 | -3471 | -3471 | -3471 | -3471 | -3471 | -3471 | -3471 | -3471 | -3471 | -3471 | -3471 | -3471 | -3471 | -3471 | -3471 | -3471 | -3471 | -3471 | -3471 | -3471 | -3471 | -3471 | -3471 | -3471 | -3471 | -3471 | -3471 | -3471 | -3471 | -3471 | -3567 | -3667 | -3766 | -3874 | -3980 | -4092 | -4208 | -4325 | -4441 | -4556 | -4667 | -4778 | -4886 | -4990 | -5082 | -5143 | -5164 | -5145 | -5112 | -5075 | -5037 | -4999 | -4962 | -4929 | -4904 | -4885 | -4873 | -4856 | -4843 | -4827 | -4809 | -4796 | -4787 | -4782 | -4783 | -4789 | -4801 | -4819 | -4847 | -4897 | -4977 | -5096 | -5229 | -5369 | -5510 | -5655 | -5808 | -5969 | -6137 | -6307 | -6460 | -6576 | -6676 | -6764 | -6839 | -6901 | -6947 | -6982 | -7005 | -7020 | -7028 | -7028 | -7033 | -7051 | -7075 | -7096 | -7115 | -7133 | -7150 | -7163 | -7169 | -7164 | -7146 | -7121 | -7098 | -7100 | -7114 | -7136 | -7168 | -7209 | -7256 | -7308 | -7362 | -7416 | -7471 | -7525 | -7577 | -7615 | -7627 | -7623 | -7612 | -7596 | -7574 | -7551 | -7527 | -7503 | -7480 | -7461 | -7453 | -7453 | -7451 | -7451 | -7453 | -7457 | -7468 | -7486 | -7512 | -7545 | -7582 | -7619 | -7646 | -7650 | -7642 | -7618 | -7582 | -7541 | -7499 | -7454 | -7408 | -7363 | -7322 | -7279 | -7245 | -7217 | -7193 | -7173 | -7158 | -7144 | -7131 | -7117 | -7102 | -7088 | -7078 | -7072 | -7072 | -7059 | -7032 | -6977 | -6922 | -6872 | -6824 | -6779 | -6735 | -6689 | -6640 | -6589 | -6540 | -6487 | -6425 | -6360 | -6292 | -6222 | -6153 | -6083 | -6008 | -5930 | -5848 | -5763 | -5688 | -5650 | -5632 | -5634 | -5617 | -5578 | -5527 | -5470 | -5413 | -5359 | -5315 | -5277 | -5237 | -5186 | -5141 | -5101 | -5064 | -5030 | -4994 | -4961 | -4931 | -4904 | -4878 | -4855 | -4834 | -4810 | -4795 | -4795 | -4809 | -4829 | -4853 | -4879 | -4903 | -4925 | -4944 | -4960 | -4986 | -5024 | -5071 | -5123 | -5179 | -5236 | -5294 | -5351 | -5406 | -5458 | -5506 | -5549 | -5586 | -5602 | -5596 | -5557 | -5497 | -5423 | -5335 | -5234 | -5123 | -5007 | -4892 | -4784 | -4692 | -4612 | -4534 | -4461 | -4391 | -4325 | -4261 | -4199 | -4139 | -4081 | -4024 | -3967 | -3917 | -3886 | -3853 | -3823 | -3788 | -3745 | -3693 | -3637 | -3581 | -3528 | -3477 | -3471 | -3471 | -3471 | -3471 | -3471 | -3471 | -3471 | -3471 | -3471 | -3471 | -3471 | -3471 | -3471 | -3471 | -3471 | -3471 | -3471 | -3471 | -3471 | -3471 | -3471 | -3471 | -3471 | -3471 | -3471 | -3471 | -3471 | -3471 | -3471 | -3471 | -3471 | -3471 | -3471 | -3471 | -3471 | -3471 | -3471 | -3471 | -3471 | -3471 | -3471 | -3471 | -3471 | -3471 | -3471 | -3471 | -3471 | -3471 | -3471 | -3471 | -3471 | -3471 | -3471 | -3471 | -3471 | -3471 | -3471 | -3471 | -3471 | -3471 | -3471 | -3471 | -3471 | -3471 | -3471 | -3471 | -3471 | -3471 | -3471 | -3471 | -3471 | -3471 | -3471 | -3471 | -3471 | -3471 | -3471 | -3471 | -3471 | -3471 | -3471 | -3471 | -3471 | -3471 | -3471 | -3471 | -3471 | -3471 | -3471 | -3471 | -3471 | -3471 | -3471 | -3471 | -3471 | -3471 | -3471 | -3471 | -3471 | -3471 | -3471 | -3471 | -3471 | -3471 | -3471 | -3471 | -3471 | -3471 | -3471 | -3471 | -3471 | -3471 | -3471 | -3471 | -3471 | -3471 | -3471 | -3471 | -3471 | -3518 | -3580 | -3622 | -3643 | -3659 | -3672 | -3683 | -3693 | -3700 | -3704 | -3708 | -3711 | -3709 | -3701 | -3690 | -3704 | -3742 | -3815 | -3907 | -4008 | -4122 | -4253 | -4402 | -4565 | -4737 | -4905 | -5049 | -5192 | -5335 | -5477 | -5619 | -5762 | -5907 | -6054 | -6201 | -6346 | -6490 | -6632 | -6767 | -6890 | -6992 | -7085 | -7181 | -7271 | -7343 | -7394 | -7424 | -7437 | -7440 | -7442 | -7474 | -7510 | -7539 | -7573 | -7616 | -7663 | -7712 | -7762 | -7811 | -7860 | -7907 | -7954 | -8002 | -8022 | -8032 | -8003 | -7949 | -7881 | -7806 | -7722 | -7633 | -7540 | -7448 | -7369 | -7316 | -7259 | -7201 | -7135 | -7055 | -6965 | -6867 | -6761 | -6648 | -6531 | -6411 | -6291 | -6175 | -6078 | -5992 | -5928 | -5856 | -5774 | -5688 | -5605 | -5527 | -5453 | -5381 | -5307 | -5202 | -5091 | -4986 | -4884 | -4787 | -4696 | -4613 | -4540 | -4476 | -4421 | -4379 | -4349 | -4330 | -4315 | -4297 | -4269 | -4243 | -4227 | -4219 | -4211 | -4202 | -4194 | -4187 | -4178 | -4186 | -4200 | -4219 | -4240 | -4260 | -4275 | -4284 | -4290 | -4297 | -4300 | -4295 | -4281 | -4261 | -4255 | -4260 | -4287 | -4327 | -4380 | -4442 | -4513 | -4593 | -4680 | -4769 | -4855 | -4915 | -4964 | -5006 | -5043 | -5075 | -5107 | -5139 | -5169 | -5195 | -5218 | -5241 | -5264 | -5286 | -5318 | -5365 | -5437 | -5546 | -5671 | -5805 | -5944 | -6084 | -6222 | -6355 | -6477 | -6585 | -6690 | -6793 | -6895 | -6997 | -7097 | -7195 | -7292 | -7389 | -7487 | -7587 | -7688 | -7786 | -7867 | -7919 | -7938 | -7934 | -7917 | -7892 | -7859 | -7822 | -7782 | -7743 | -7716 | -7745 | -7795 | -7849 | -7907 | -7972 | -8043 | -8119 | -8198 | -8279 | -8362 | -8448 | -8531 | -8610 | -8677 | -8736 | -8775 | -8790 | -8793 | -8790 | -8787 | -8785 | -8786 | -8789 | -8795 | -8791 | -8779 | -8763 | -8748 | -8733 | -8719 | -8703 | -8686 | -8665 | -8638 | -8603 | -8566 | -8532 | -8512 | -8507 | -8517 | -8535 | -8558 | -8584 | -8609 | -8633 | -8654 | -8676 | -8697 | -8720 | -8739 | -8756 | -8773 | -8789 | -8804 | -8820 | -8840 | -8869 | -8907 | -8955 | -9007 | -9057 | -9097 | -9124 | -9136 | -9148 | -9168 | -9194 | -9222 | -9251 | -9279 | -9306 | -9337 | -9375 | -9419 | -9473 | -9530 | -9589 | -9651 | -9716 | -9781 | -9844 | -9902 | -9959 | -10016 | -10079 | -10144 | -10198 | -10255 | -10279 | -10280 | -10266 | -10241 | -10210 | -10175 | -10139 | -10119 | -10105 | -10089 | -10079 | -10076 | -10076 | -10075 | -10066 | -10049 | -10024 | -9993 | -9960 | -9930 | -9905 | -9886 | -9853 | -9818 | -9765 | -9699 | -9622 | -9534 | -9439 | -9340 | -9242 | -9161 | -9086 | -9014 | -8946 | -8882 | -8824 | -8770 | -8720 | -8675 | -8635 | -8599 | -8560 | -8513 | -8461 | -8409 | -8359 | -8318 | -8283 | -8230 | -8171 | -8111 | -8053 | -8000 | -7956 | -7919 | -7872 | -7812 | -7734 | -7631 | -7507 | -7369 | -7225 | -7074 | -6917 | -6759 | -6601 | -6447 | -6294 | -6151 | -6035 | -5915 | -5809 | -5718 | -5635 | -5563 | -5502 | -5446 | -5390 | -5325 | -5253 | -5180 | -5115 | -5062 | -5019 | -4990 | -4968 | -4954 | -4945 | -4938 | -4933 | -4927 | -4919 | -4915 | -4925 | -4968 | -5023 | -5093 | -5173 | -5260 | -5349 | -5439 | -5526 | -5598 | -5670 | -5748 | -5829 | -5914 | -5998 | -6079 | -6156 | -6229 | -6301 | -6371 | -6438 | -6503 | -6570 | -6637 | -6687 | -6715 | -6741 | -6777 | -6821 | -6868 | -6919 | -6976 | -7037 | -7089 | -7110 | -7118 | -7121 | -7122 | -7123 | -7126 | -7134 | -7147 | -7165 | -7192 | -7230 | -7277 | -7334 | -7415 | -7542 | -7703 | -7907 | -8121 | -8332 | -8535 | -8729 | -8916 | -9098 | -9274 | -9459 | -9649 | -9841 | -10034 | -10224 | -10411 | -10593 | -10772 | -10946 | -11114 | -11277 | -11434 | -11582 | -11721 | -11836 | -11912 | -11945 | -11950 | -11943 | -11935 | -11929 | -11924 | -11920 | -11932 | -11966 | -11997 | -12029 | -12068 | -12118 | -12177 | -12243 | -12315 | -12393 | -12476 | -12562 | -12648 | -12738 | -12828 | -12915 | -13001 | -13071 | -13144 | -13223 | -13309 | -13394 | -13480 | -13564 | -13646 | -13716 | -13785 | -13848 | -13902 | -13946 | -13987 | -14030 | -14075 | -14120 | -14166 | -14212 | -14260 | -14303 | -14341 | -14367 | -14393 | -14418 | -14443 | -14464 | -14481 | -14496 | -14508 | -14523 | -14549 | -14593 | -14642 | -14695 | -14749 | -14804 | -14854 | -14897 | -14933 | -14964 | -14991 | -15015 | -15036 | -15050 | -15064 | -15083 | -15105 | -15140 | -15188 | -15249 | -15320 | -15397 | -15477 | -15553 | -15600 | -15609 | -15611 | -15606 | -15599 | -15589 | -15578 | -15568 | -15557 | -15544 | -15529 | -15510 | -15487 | -15460 | -15435 | -15434 | -15468 | -15549 | -15648 | -15753 | -15863 | -15977 | -16093 | -16204 | -16299 | -16363 | -16417 | -16461 | -16491 | -16507 | -16511 | -16499 | -16474 | -16438 | -16394 | -16344 | -16290 | -16236 | -16183 | -16129 | -16075 | -16023 | -15969 | -15912 | -15848 | -15772 | -15687 | -15597 | -15518 | -15465 | -15414 | -15367 | -15322 | -15279 | -15233 | -15183 | -15127 | -15067 | -15005 | -14939 | -14872 | -14807 | -14744 | -14687 | -14634 | -14580 | -14518 | -14447 | -14374 | -14307 | -14243 | -14182 | -14122 | -14039 | -13952 | -13865 | -13779 | -13695 | -13618 | -13554 | -13504 | -13466 | -13438 | -13418 | -13402 | -13385 | -13366 | -13351 | -13339 | -13332 | -13327 | -13326 | -13321 | -13313 | -13304 | -13293 | -13262 | -13212 | -13152 | -13082 | -13005 | -12921 | -12833 | -12740 | -12640 | -12532 | -12416 | -12295 | -12171 | -12047 | -11927 | -11804 | -11683 | -11560 | -11425 | -11270 | -11100 | -10919 | -10730 | -10544 | -10403 | -10291 | -10189 | -10102 | -10030 | -9970 | -9916 | -9864 | -9816 | -9772 | -9730 | -9693 | -9658 | -9625 | -9590 | -9556 | -9526 | -9508 | -9507 | -9529 | -9572 | -9629 | -9697 | -9768 | -9815 | -9851 | -9884 | -9912 | -9936 | -9959 | -9980 | -10003 | -10028 | -10055 | -10085 | -10118 | -10153 | -10187 | -10224 | -10270 | -10316 | -10358 | -10399 | -10444 | -10492 | -10545 | -10603 | -10662 | -10731 | -10813 | -10899 | -10986 | -11070 | -11150 | -11228 | -11305 | -11381 | -11456 | -11528 | -11596 | -11662 | -11730 | -11796 | -11848 | -11887 | -11908 | -11917 | -11923 | -11925 | -11925 | -11922 | -11918 | -11925 | -11935 | -11942 | -11949 | -11958 | -11967 | -11975 | -11980 | -11981 | -11981 | -11980 | -11981 | -11980 | -11975 | -11966 | -11967 | -11984 | -12024 | -12087 | -12158 | -12233 | -12308 | -12379 | -12445 | -12486 | -12509 | -12527 | -12541 | -12551 | -12559 | -12565 | -12570 | -12570 | -12565 | -12555 | -12538 | -12516 | -12492 | -12469 | -12452 | -12439 | -12430 | -12416 | -12395 | -12372 | -12350 | -12331 | -12316 | -12311 | -12312 | -12314 | -12316 | -12320 | -12324 | -12329 | -12339 | -12354 | -12372 | -12394 | -12419 | -12446 | -12474 | -12504 | -12530 | -12546 | -12541 | -12511 | -12464 | -12412 | -12359 | -12307 | -12260 | -12237 | -12222 | -12209 | -12195 | -12175 | -12146 | -12106 | -12057 | -12000 | -11940 | -11876 | -11805 | -11728 | -11646 | -11559 | -11469 | -11372 | -11280 | -11203 | -11142 | -11089 | -11041 | -10994 | -10942 | -10858 | -10769 | -10686 | -10613 | -10556 | -10521 | -10511 | -10517 | -10532 | -10550 | -10570 | -10597 | -10632 | -10676 | -10727 | -10776 | -10823 | -10864 | -10899 | -10920 | -10919 | -10900 | -10873 | -10857 | -10896 | -10954 | -11026 | -11106 | -11190 | -11273 | -11350 | -11422 | -11492 | -11561 | -11631 | -11699 | -11764 | -11826 | -11883 | -11933 | -11982 | -12032 | -12078 | -12124 | -12178 | -12242 | -12311 | -12369 | -12375 | -12353 | -12310 | -12251 | -12177 | -12092 | -12001 | -11911 | -11827 | -11749 | -11679 | -11615 | -11559 | -11511 | -11470 | -11448 | -11446 | -11456 | -11453 | -11441 | -11427 | -11412 | -11398 | -11403 | -11472 | -11563 | -11667 | -11780 | -11903 | -12035 | -12174 | -12317 | -12464 | -12614 | -12766 | -12920 | -13072 | -13222 | -13369 | -13489 | -13563 | -13607 | -13634 | -13648 | -13648 | -13641 | -13630 | -13631 | -13642 | -13652 | -13662 | -13675 | -13691 | -13709 | -13727 | -13743 | -13754 | -13762 | -13768 | -13771 | -13774 | -13779 | -13786 | -13793 | -13802 | -13812 | -13818 | -13815 | -13810 | -13804 | -13798 | -13790 | -13761 | -13723 | -13689 | -13657 | -13623 | -13585 | -13543 | -13497 | -13450 | -13401 | -13350 | -13297 | -13245 | -13192 | -13138 | -13098 | -13066 | -13039 | -13033 | -13045 | -13067 | -13096 | -13127 | -13153 | -13164 | -13163 | -13151 | -13131 | -13106 | -13082 | -13057 | -13027 | -12990 | -12950 | -12906 | -12859 | -12810 | -12760 | -12710 | -12661 | -12632 | -12617 | -12600 | -12578 | -12547 | -12509 | -12466 | -12434 | -12429 | -12440 | -12460 | -12487 | -12523 | -12565 | -12617 | -12677 | -12746 | -12820 | -12895 | -12966 | -13030 | -13087 | -13143 | -13208 | -13271 | -13327 | -13384 | -13437 | -13480 | -13516 | -13548 | -13580 | -13619 | -13647 | -13666 | -13680 | -13687 | -13687 | -13679 | -13663 | -13639 | -13613 | -13585 | -13562 | -13544 | -13530 | -13519 | -13488 | -13424 | -13345 | -13242 | -13129 | -13026 | -12939 | -12870 | -12815 | -12747 | -12690 | -12641 | -12597 | -12556 | -12517 | -12479 | -12449 | -12430 | -12422 | -12428 | -12445 | -12472 | -12507 | -12548 | -12600 | -12664 | -12727 | -12795 | -12862 | -12925 | -12978 | -13020 | -13066 | -13112 | -13151 | -13189 | -13223 | -13255 | -13289 | -13324 | -13360 | -13391 | -13417 | -13435 | -13449 | -13460 | -13472 | -13484 | -13497 | -13506 | -13524 | -13546 | -13566 | -13581 | -13590 | -13597 | -13610 | -13624 | -13651 | -13685 | -13722 | -13763 | -13807 | -13855 | -13907 | -13963 | -14022 | -14084 | -14143 | -14194 | -14233 | -14263 | -14292 | -14328 | -14364 | -14411 | -14469 | -14536 | -14613 | -14693 | -14765 | -14825 | -14869 | -14907 | -14944 | -14978 | -15005 | -15017 | -15009 | -14984 | -14945 | -14897 | -14846 | -14797 | -14752 | -14708 | -14674 | -14656 | -14659 | -14690 | -14744 | -14815 | -14898 | -14982 | -15043 | -15088 | -15129 | -15162 | -15185 | -15199 | -15206 | -15217 | -15234 | -15255 | -15279 | -15303 | -15324 | -15345 | -15364 | -15386 | -15410 | -15426 | -15430 | -15423 | -15406 | -15383 | -15354 | -15328 | -15295 | -15247 | -15194 | -15142 | -15089 | -15034 | -14973 | -14904 | -14828 | -14742 | -14647 | -14541 | -14425 | -14300 | -14167 | -14022 | -13868 | -13730 | -13610 | -13508 | -13420 | -13339 | -13254 | -13155 | -13047 | -12934 | -12803 | -12649 | -12479 | -12297 | -12105 | -11905 | -11700 | -11490 | -11272 | -11049 | -10824 | -10597 | -10373 | -10155 | -9950 | -9757 | -9570 | -9396 | -9234 | -9092 | -8970 | -8867 | -8769 | -8692 | -8654 | -8657 | -8692 | -8756 | -8850 | -8965 | -9097 | -9243 | -9404 | -9576 | -9752 | -9931 | -10109 | -10284 | -10455 | -10625 | -10794 | -10954 | -11093 | -11203 | -11286 | -11350 | -11390 | -11383 | -11337 | -11259 | -11156 | -11034 | -10893 | -10741 | -10586 | -10427 | -10266 | -10107 | -9956 | -9808 | -9667 | -9530 | -9399 | -9277 | -9168 | -9076 | -9007 | -8959 | -8920 | -8880 | -8828 | -8761 | -8690 | -8618 | -8541 | -8462 | -8383 | -8304 | -8223 | -8142 | -8065 | -7989 | -7917 | -7847 | -7777 | -7707 | -7637 | -7565 | -7496 | -7430 | -7367 | -7308 | -7256 | -7218 | -7200 | -7207 | -7226 | -7253 | -7285 | -7323 | -7364 | -7409 | -7459 | -7517 | -7586 | -7666 | -7753 | -7843 | -7939 | -8041 | -8146 | -8246 | -8336 | -8415 | -8489 | -8565 | -8645 | -8727 | -8804 | -8875 | -8951 | -9035 | -9135 | -9252 | -9392 | -9548 | -9708 | -9866 | -10018 | -10161 | -10300 | -10435 | -10566 | -10690 | -10807 | -10921 | -11030 | -11128 | -11209 | -11275 | -11328 | -11376 | -11442 | -11522 | -11586 | -11634 | -11661 | -11666 | -11642 | -11599 | -11545 | -11483 | -11414 | -11347 | -11287 | -11235 | -11199 | -11183 | -11191 | -11215 | -11243 | -11280 | -11329 | -11392 | -11469 | -11552 | -11624 | -11686 | -11759 | -11844 | -11935 | -12031 | -12133 | -12239 | -12349 | -12463 | -12578 | -12690 | -12795 | -12889 | -12965 | -13023 | -13061 | -13093 | -13135 | -13194 | -13270 | -13355 | -13443 | -13521 | -13573 | -13594 | -13597 | -13585 | -13561 | -13528 | -13486 | -13438 | -13389 | -13348 | -13317 | -13297 | -13286 | -13284 | -13290 | -13302 | -13316 | -13316 | -13298 | -13261 | -13212 | -13150 | -13078 | -13008 | -12972 | -12966 | -12965 | -12965 | -12962 | -12957 | -12951 | -12944 | -12930 | -12907 | -12873 | -12829 | -12772 | -12704 | -12624 | -12535 | -12443 | -12363 | -12295 | -12236 | -12180 | -12127 | -12076 | -12019 | -11939 | -11842 | -11743 | -11647 | -11556 | -11469 | -11381 | -11290 | -11194 | -11094 | -10985 | -10865 | -10740 | -10613 | -10484 | -10358 | -10235 | -10108 | -9975 | -9845 | -9733 | -9641 | -9570 | -9522 | -9492 | -9481 | -9491 | -9518 | -9561 | -9616 | -9683 | -9759 | -9846 | -9943 | -10051 | -10170 | -10293 | -10417 | -10533 | -10640 | -10732 | -10815 | -10891 | -10950 | -10981 | -10986 | -10979 | -10966 | -10953 | -10936 | -10913 | -10884 | -10849 | -10809 | -10770 | -10733 | -10698 | -10662 | -10626 | -10593 | -10566 | -10546 | -10545 | -10563 | -10606 | -10675 | -10768 | -10881 | -11005 | -11138 | -11273 | -11407 | -11543 | -11683 | -11820 | -11956 | -12089 | -12222 | -12353 | -12484 | -12615 | -12747 | -12881 | -13020 | -13162 | -13305 | -13442 | -13571 | -13691 | -13803 | -13910 | -14015 | -14122 | -14227 | -14329 | -14425 | -14526 | -14626 | -14722 | -14817 | -14912 | -15010 | -15109 | -15208 | -15305 | -15399 | -15487 | -15569 | -15644 | -15715 | -15788 | -15860 | -15931 | -16000 | -16067 | -16130 | -16193 | -16253 | -16314 | -16373 | -16427 | -16483 | -16540 | -16599 | -16659 | -16720 | -16782 | -16846 | -16915 | -16991 | -17075 | -17167 | -17265 | -17369 | -17478 | -17589 | -17702 | -17799 | -17872 | -17919 | -17943 | -17959 | -17976 | -18005 | -18071 | -18143 | -18214 | -18281 | -18343 | -18399 | -18453 | -18504 | -18553 | -18597 | -18635 | -18666 | -18692 | -18713 | -18733 | -18754 | -18776 | -18795 | -18808 | -18819 | -18836 | -18857 | -18879 | -18902 | -18931 | -18966 | -19004 | -19047 | -19094 | -19142 | -19191 | -19240 | -19289 | -19339 | -19388 | -19436 | -19482 | -19526 | -19565 | -19598 | -19626 | -19648 | -19664 | -19672 | -19673 | -19670 | -19667 | -19670 | -19663 | -19641 | -19613 | -19581 | -19546 | -19511 | -19471 | -19427 | -19379 | -19324 | -19263 | -19200 | -19136 | -19071 | -19006 | -18939 | -18874 | -18824 | -18791 | -18781 | -18782 | -18788 | -18797 | -18801 | -18793 | -18783 | -18773 | -18760 | -18745 | -18727 | -18709 | -18688 | -18665 | -18644 | -18631 | -18624 | -18621 | -18621 | -18623 | -18628 | -18637 | -18643 | -18647 | -18646 | -18646 | -18644 | -18641 | -18641 | -18652 | -18671 | -18695 | -18724 | -18757 | -18797 | -18841 | -18892 | -18952 | -19016 | -19080 | -19142 | -19199 | -19249 | -19295 | -19335 | -19369 | -19399 | -19427 | -19452 | -19475 | -19499 | -19521 | -19534 | -19530 | -19511 | -19478 | -19430 | -19371 | -19299 | -19214 | -19119 | -19013 | -18898 | -18779 | -18659 | -18542 | -18432 | -18327 | -18229 | -18139 | -18060 | -17992 | -17928 | -17863 | -17798 | -17735 | -17671 | -17579 | -17475 | -17377 | -17286 | -17200 | -17121 | -17042 | -16958 | -16866 | -16765 | -16652 | -16525 | -16383 | -16232 | -16076 | -15919 | -15765 | -15624 | -15497 | -15388 | -15299 | -15224 | -15156 | -15091 | -15038 | -15005 | -14980 | -14963 | -14954 | -14952 | -14959 | -14976 | -15005 | -15041 | -15084 | -15133 | -15186 | -15239 | -15287 | -15329 | -15366 | -15407 | -15461 | -15521 | -15575 | -15614 | -15637 | -15645 | -15637 | -15622 | -15608 | -15596 | -15585 | -15574 | -15568 | -15572 | -15582 | -15599 | -15624 | -15656 | -15695 | -15736 | -15781 | -15825 | -15862 | -15882 | -15888 | -15886 | -15883 | -15879 | -15873 | -15867 | -15862 | -15846 | -15819 | -15783 | -15740 | -15688 | -15626 | -15552 | -15470 | -15386 | -15302 | -15217 | -15133 | -15054 | -14984 | -14924 | -14874 | -14826 | -14767 | -14699 | -14621 | -14535 | -14447 | -14380 | -14353 | -14345 | -14345 | -14351 | -14363 | -14385 | -14416 | -14455 | -14499 | -14544 | -14589 | -14640 | -14699 | -14763 | -14826 | -14886 | -14945 | -14998 | -15051 | -15094 | -15129 | -15164 | -15198 | -15221 | -15215 | -15198 | -15177 | -15153 | -15124 | -15089 | -15050 | -15010 | -14968 | -14928 | -14893 | -14859 | -14823 | -14787 | -14750 | -14713 | -14676 | -14647 | -14627 | -14613 | -14594 | -14566 | -14536 | -14512 | -14503 | -14500 | -14498 | -14496 | -14495 | -14495 | -14492 | -14485 | -14471 | -14451 | -14426 | -14394 | -14358 | -14323 | -14292 | -14265 | -14245 | -14226 | -14195 | -14149 | -14097 | -14046 | -14000 | -13956 | -13917 | -13894 | -13889 | -13895 | -13906 | -13919 | -13933 | -13939 | -13939 | -13932 | -13917 | -13891 | -13855 | -13809 | -13755 | -13692 | -13623 | -13551 | -13487 | -13445 | -13430 | -13433 | -13444 | -13458 | -13478 | -13488 | -13487 | -13481 | -13471 | -13457 | -13443 | -13436 | -13444 | -13464 | -13498 | -13545 | -13604 | -13671 | -13746 | -13827 | -13914 | -14005 | -14100 | -14196 | -14285 | -14368 | -14445 | -14516 | -14578 | -14637 | -14693 | -14750 | -14809 | -14870 | -14937 | -15005 | -15074 | -15141 | -15206 | -15270 | -15334 | -15397 | -15456 | -15510 | -15559 | -15606 | -15655 | -15707 | -15768 | -15837 | -15909 | -15971 | -15999 | -16005 | -15997 | -15974 | -15941 | -15901 | -15853 | -15801 | -15748 | -15694 | -15642 | -15588 | -15535 | -15485 | -15439 | -15397 | -15364 | -15336 | -15317 | -15302 | -15280 | -15246 | -15209 | -15197 | -15243 | -15317 | -15410 | -15520 | -15646 | -15788 | -15944 | -16105 | -16270 | -16435 | -16600 | -16765 | -16928 | -17089 | -17247 | -17400 | -17544 | -17672 | -17777 | -17853 | -17912 | -17969 | -18031 | -18084 | -18100 | -18096 | -18075 | -18037 | -17977 | -17895 | -17793 | -17677 | -17548 | -17412 | -17268 | -17119 | -16964 | -16806 | -16642 | -16473 | -16301 | -16141 | -15996 | -15879 | -15789 | -15715 | -15644 | -15564 | -15488 | -15422 | -15368 | -15326 | -15299 | -15286 | -15285 | -15296 | -15315 | -15343 | -15376 | -15414 | -15456 | -15495 | -15531 | -15563 | -15587 | -15606 | -15627 | -15647 | -15667 | -15688 | -15703 | -15709 | -15697 | -15686 | -15684 | -15688 | -15693 | -15700 | -15709 | -15718 | -15729 | -15741 | -15758 | -15780 | -15810 | -15850 | -15901 | -15967 | -16048 | -16136 | -16215 | -16287 | -16354 | -16420 | -16495 | -16595 | -16723 | -16847 | -16965 | -17076 | -17183 | -17286 | -17387 | -17489 | -17590 | -17689 | -17783 | -17870 | -17946 | -18010 | -18061 | -18102 | -18131 | -18150 | -18171 | -18196 | -18222 | -18248 | -18273 | -18291 | -18292 | -18287 | -18279 | -18271 | -18266 | -18260 | -18252 | -18243 | -18234 | -18226 | -18218 | -18211 | -18207 | -18208 | -18212 | -18221 | -18235 | -18249 | -18251 | -18238 | -18209 | -18171 | -18128 | -18091 | -18070 | -18056 | -18043 | -18030 | -18015 | -17990 | -17957 | -17916 | -17867 | -17813 | -17755 | -17693 | -17628 | -17562 | -17496 | -17429 | -17358 | -17287 | -17224 | -17168 | -17123 | -17085 | -17048 | -16986 | -16885 | -16765 | -16632 | -16485 | -16327 | -16168 | -16008 | -15847 | -15687 | -15524 | -15359 | -15198 | -15041 | -14889 | -14740 | -14596 | -14457 | -14330 | -14218 | -14117 | -14020 | -13922 | -13820 | -13719 | -13628 | -13542 | -13463 | -13390 | -13325 | -13270 | -13222 | -13184 | -13154 | -13130 | -13114 | -13101 | -13087 | -13070 | -13051 | -13030 | -13011 | -12991 | -12969 | -12946 | -12920 | -12889 | -12857 | -12835 | -12844 | -12864 | -12886 | -12911 | -12940 | -12972 | -13006 | -13041 | -13077 | -13112 | -13146 | -13178 | -13211 | -13247 | -13290 | -13336 | -13384 | -13434 | -13482 | -13522 | -13546 | -13562 | -13578 | -13599 | -13625 | -13659 | -13710 | -13776 | -13854 | -13941 | -14037 | -14137 | -14238 | -14341 | -14444 | -14548 | -14650 | -14749 | -14846 | -14938 | -15024 | -15095 | -15152 | -15199 | -15252 | -15315 | -15383 | -15440 | -15472 | -15488 | -15489 | -15470 | -15435 | -15390 | -15334 | -15269 | -15198 | -15121 | -15035 | -14935 | -14819 | -14688 | -14541 | -14383 | -14219 | -14064 | -13923 | -13800 | -13695 | -13600 | -13507 | -13413 | -13320 | -13223 | -13121 | -13014 | -12899 | -12774 | -12641 | -12504 | -12363 | -12224 | -12094 | -11979 | -11885 | -11810 | -11756 | -11722 | -11708 | -11699 | -11679 | -11637 | -11568 | -11482 | -11393 | -11316 | -11258 | -11217 | -11193 | -11187 | -11200 | -11235 | -11290 | -11365 | -11464 | -11576 | -11694 | -11815 | -11936 | -12058 | -12179 | -12296 | -12403 | -12513 | -12645 | -12802 | -12977 | -13155 | -13322 | -13486 | -13657 | -13823 | -13976 | -14119 | -14252 | -14371 | -14473 | -14557 | -14618 | -14664 | -14696 | -14719 | -14734 | -14743 | -14750 | -14752 | -14751 | -14741 | -14713 | -14671 | -14619 | -14563 | -14510 | -14456 | -14401 | -14353 | -14315 | -14276 | -14233 | -14190 | -14147 | -14105 | -14064 | -14022 | -13976 | -13927 | -13867 | -13792 | -13703 | -13604 | -13499 | -13384 | -13263 | -13135 | -13004 | -12875 | -12748 | -12611 | -12452 | -12290 | -12131 | -11982 | -11845 | -11720 | -11605 | -11503 | -11413 | -11336 | -11276 | -11233 | -11215 | -11223 | -11254 | -11303 | -11363 | -11434 | -11513 | -11600 | -11689 | -11776 | -11864 | -11955 | -12045 | -12127 | -12204 | -12278 | -12348 | -12413 | -12471 | -12524 | -12568 | -12603 | -12629 | -12645 | -12652 | -12650 | -12638 | -12619 | -12599 | -12586 | -12583 | -12593 | -12627 | -12683 | -12754 | -12835 | -12935 | -13048 | -13172 | -13311 | -13463 | -13627 | -13803 | -13987 | -14177 | -14375 | -14581 | -14795 | -15014 | -15235 | -15463 | -15697 | -15935 | -16171 | -16401 | -16619 | -16824 | -17020 | -17212 | -17414 | -17636 | -17861 | -18081 | -18294 | -18503 | -18705 | -18901 | -19093 | -19281 | -19463 | -19636 | -19800 | -19956 | -20102 | -20237 | -20360 | -20470 | -20567 | -20653 | -20735 | -20819 | -20904 | -20990 | -21068 | -21134 | -21194 | -21246 | -21289 | -21326 | -21357 | -21385 | -21415 | -21449 | -21489 | -21538 | -21597 | -21666 | -21748 | -21843 | -21951 | -22069 | -22189 | -22305 | -22399 | -22463 | -22502 | -22525 | -22543 | -22567 | -22599 | -22643 | -22696 | -22760 | -22836 | -22921 | -23012 | -23103 | -23191
2025 | 2015 | 0 | 43864.348 | #DIV/0!
2020 | 2015 | 0 | 46510.7464 | #DIV/0!
2015 | 2015 | 25516 | 49218.2883 | 1.9289 | -20935 | -20713 | -20490 | -20268 | -20047 | -19826 | -19604 | -19395 | -19210 | -19049 | -18906 | -18776 | -18659 | -18551 | -18447 | -18350 | -18263 | -18188 | -18123 | -18067 | -18021 | -17983 | -17950 | -17923 | -17900 | -17878 | -17854 | -17832 | -17813 | -17797 | -17784 | -17768 | -17743 | -17706 | -17660 | -17609 | -17553 | -17494 | -17425 | -17347 | -17261 | -17168 | -17072 | -16976 | -16880 | -16788 | -16701 | -16617 | -16536 | -16462 | -16395 | -16332 | -16274 | -16223 | -16183 | -16157 | -16140 | -16128 | -16123 | -16128 | -16142 | -16166 | -16197 | -16234 | -16277 | -16324 | -16374 | -16426 | -16481 | -16537 | -16596 | -16655 | -16711 | -16764 | -16814 | -16862 | -16910 | -16957 | -17001 | -17039 | -17074 | -17106 | -17135 | -17162 | -17188 | -17216 | -17252 | -17293 | -17336 | -17380 | -17423 | -17466 | -17510 | -17552 | -17596 | -17646 | -17706 | -17774 | -17845 | -17920 | -17992 | -18057 | -18116 | -18164 | -18202 | -18236 | -18268 | -18299 | -18328 | -18359 | -18397 | -18436 | -18475 | -18516 | -18563 | -18612 | -18665 | -18719 | -18776 | -18836 | -18901 | -18974 | -19059 | -19158 | -19277 | -19422 | -19592 | -19770 | -19940 | -20105 | -20272 | -20440 | -20609 | -20790 | -21010 | -21258 | -21520 | -21792 | -22071 | -22356 | -22644 | -22934 | -23223 | -23507 | -23783 | -24048 | -24299 | -24528 | -24727 | -24893 | -25025 | -25135 | -25239 | -25332 | -25408 | -25467 | -25505 | -25516 | -25474 | -25400 | -25305 | -25190 | -25054 | -24898 | -24723 | -24528 | -24314 | -24087 | -23850 | -23610 | -23369 | -23132 | -22904 | -22687 | -22482 | -22290 | -22112 | -21943 | -21776 | -21612 | -21454 | -21299 | -21143 | -20986 | -20832 | -20680 | -20532 | -20388 | -20249 | -20113 | -19976 | -19834 | -19681 | -19515 | -19335 | -19141 | -18938 | -18731 | -18528 | -18338 | -18168 | -18021 | -17896 | -17786 | -17683 | -17572 | -17441 | -17294 | -17137 | -16974 | -16807 | -16643 | -16480 | -16327 | -16189 | -16070 | -15971 | -15894 | -15841 | -15810 | -15794 | -15786 | -15776 | -15761 | -15739 | -15709 | -15669 | -15610 | -15525 | -15415 | -15289 | -15150 | -15003 | -14858 | -14725 | -14612 | -14530 | -14479 | -14455 | -14452 | -14464 | -14484 | -14510 | -14541 | -14577 | -14616 | -14659 | -14694 | -14717 | -14738 | -14770 | -14826 | -14915 | -15040 | -15201 | -15389 | -15592 | -15800 | -15998 | -16179 | -16330 | -16448 | -16535 | -16593 | -16630 | -16654 | -16666 | -16664 | -16651 | -16629 | -16601 | -16576 | -16554 | -16533 | -16505 | -16472 | -16436 | -16396 | -16350 | -16300 | -16246 | -16190 | -16136 | -16082 | -16026 | -15967 | -15906 | -15845 | -15783 | -15721 | -15656 | -15592 | -15532 | -15478 | -15429 | -15384 | -15336 | -15275 | -15194 | -15090 | -14970 | -14857 | -14774 | -14714 | -14671 | -14642 | -14621 | -14608 | -14603 | -14602 | -14599 | -14592 | -14585 | -14582 | -14580 | -14583 | -14593 | -14608 | -14626 | -14639 | -14644 | -14645 | -14647 | -14658 | -14686 | -14726 | -14771 | -14827 | -14895 | -14977 | -15071 | -15163 | -15250 | -15335 | -15422 | -15513 | -15603 | -15691 | -15779 | -15867 | -15962 | -16062 | -16166 | -16264 | -16362 | -16467 | -16582 | -16697 | -16800 | -16899 | -17017 | -17121 | -17192 | -17230 | -17243 | -17242 | -17235 | -17224 | -17210 | -17192 | -17167 | -17138 | -17103 | -17063 | -17013 | -16953 | -16884 | -16813 | -16730 | -16629 | -16509 | -16380 | -16256 | -16153 | -16059 | -15972 | -15898 | -15843 | -15804 | -15779 | -15762 | -15753 | -15747 | -15746 | -15751 | -15762 | -15776 | -15789 | -15798 | -15807 | -15815 | -15825 | -15846 | -15882 | -15934 | -15997 | -16063 | -16112 | -16132 | -16146 | -16161 | -16176 | -16192 | -16209 | -16228 | -16248 | -16274 | -16305 | -16340 | -16381 | -16427 | -16481 | -16539 | -16600 | -16664 | -16730 | -16801 | -16874 | -16945 | -17015 | -17081 | -17145 | -17220 | -17303 | -17385 | -17463 | -17535 | -17601 | -17666 | -17734 | -17805 | -17877 | -17948 | -18016 | -18080 | -18137 | -18188 | -18231 | -18271 | -18310 | -18342 | -18370 | -18403 | -18440 | -18481 | -18522 | -18565 | -18600 | -18627 | -18649 | -18670 | -18689 | -18708 | -18720 | -18725 | -18725 | -18722 | -18716 | -18709 | -18701 | -18693 | -18685 | -18673 | -18655 | -18638 | -18629 | -18626 | -18628 | -18635 | -18642 | -18625 | -18597 | -18569 | -18538 | -18503 | -18467 | -18427 | -18386 | -18345 | -18305 | -18266 | -18228 | -18193 | -18161 | -18134 | -18112 | -18095 | -18073 | -18048 | -18015 | -17977 | -17934 | -17889 | -17850 | -17830 | -17827 | -17833 | -17844 | -17856 | -17868 | -17882 | -17898 | -17916 | -17935 | -17956 | -17977 | -17996 | -18011 | -18025 | -18037 | -18047 | -18060 | -18074 | -18089 | -18106 | -18123 | -18140 | -18153 | -18156 | -18146 | -18127 | -18106 | -18085 | -18064 | -18044 | -18023 | -18002 | -17982 | -17962 | -17945 | -17931 | -17922 | -17915 | -17909 | -17907 | -17911 | -17921 | -17941 | -17968 | -18001 | -18034 | -18058 | -18074 | -18102 | -18139 | -18183 | -18233 | -18289 | -18349 | -18412 | -18478 | -18545 | -18613 | -18681 | -18747 | -18812 | -18878 | -18943 | -19010 | -19080 | -19148 | -19211 | -19265 | -19313 | -19356 | -19397 | -19430 | -19453 | -19471 | -19482 | -19484 | -19481 | -19471 | -19459 | -19445 | -19428 | -19411 | -19392 | -19373 | -19352 | -19329 | -19305 | -19279 | -19256 | -19243 | -19244 | -19256 | -19273 | -19290 | -19303 | -19306 | -19307 | -19313 | -19324 | -19340 | -19362 | -19387 | -19416 | -19447 | -19481 | -19517 | -19552 | -19587 | -19625 | -19665 | -19707 | -19751 | -19784 | -19791 | -19774 | -19740 | -19702 | -19665 | -19635 | -19630 | -19642 | -19659 | -19682 | -19713 | -19753 | -19800 | -19851 | -19900 | -19946 | -19990 | -20030 | -20065 | -20093 | -20114 | -20126 | -20127 | -20120 | -20116 | -20119 | -20124 | -20123 | -20118 | -20108 | -20082 | -20041 | -19991 | -19927 | -19850 | -19759 | -19657 | -19549 | -19440 | -19331 | -19224 | -19121 | -19022 | -18929 | -18839 | -18759 | -18687 | -18627 | -18574 | -18530 | -18497 | -18473 | -18455 | -18438 | -18427 | -18431 | -18443 | -18464 | -18493 | -18529 | -18566 | -18606 | -18649 | -18692 | -18732 | -18770 | -18803 | -18826 | -18836 | -18831 | -18818 | -18809 | -18806 | -18810 | -18815 | -18818 | -18821 | -18826 | -18837 | -18857 | -18881 | -18904 | -18927 | -18951 | -18982 | -19018 | -19058 | -19103 | -19150 | -19199 | -19249 | -19302 | -19361 | -19423 | -19482 | -19528 | -19562 | -19582 | -19589 | -19588 | -19584 | -19579 | -19549 | -19487 | -19413 | -19335 | -19256 | -19173 | -19082 | -18987 | -18893 | -18799 | -18708 | -18622 | -18547 | -18486 | -18437 | -18401 | -18374 | -18360 | -18359 | -18373 | -18404 | -18445 | -18493 | -18542 | -18600 | -18675 | -18759 | -18845 | -18930 | -19013 | -19097 | -19177 | -19249 | -19320 | -19394 | -19476 | -19561 | -19651 | -19746 | -19847 | -19954 | -20041 | -20092 | -20106 | -20087 | -20049 | -20001 | -19954 | -19943 | -19972 | -20013 | -20059 | -20106 | -20155 | -20207 | -20265 | -20327 | -20388 | -20444 | -20491 | -20530 | -20561 | -20586 | -20603 | -20610 | -20608 | -20613 | -20625 | -20643 | -20667 | -20694 | -20721 | -20731 | -20716 | -20693 | -20669 | -20645 | -20621 | -20593 | -20563 | -20530 | -20495 | -20459 | -20421 | -20380 | -20336 | -20290 | -20247 | -20210 | -20184 | -20161 | -20140 | -20127 | -20121 | -20117 | -20113 | -20114 | -20126 | -20140 | -20151 | -20159 | -20169 | -20184 | -20204 | -20233 | -20272 | -20318 | -20369 | -20426 | -20484 | -20540 | -20591 | -20631 | -20664 | -20696 | -20726 | -20757 | -20785 | -20813 | -20838 | -20850 | -20853 | -20858 | -20872 | -20892 | -20915 | -20939 | -20962 | -20977 | -20986 | -20988 | -20985 | -20980 | -20972 | -20965 | -20962 | -20967 | -20972 | -20965 | -20955 | -20949 | -20948 | -20948 | -20954 | -20975 | -21020 | -21068 | -21112 | -21158 | -21209 | -21265 | -21321 | -21375 | -21424 | -21470 | -21514 | -21557 | -21601 | -21646 | -21694 | -21740 | -21780 | -21824 | -21873 | -21918 | -21954 | -21985 | -22014 | -22030 | -22035 | -22039 | -22046 | -22051 | -22051 | -22050 | -22052 | -22058 | -22069 | -22083 | -22097 | -22104 | -22103 | -22094 | -22075 | -22050 | -22035 | -22032 | -22032 | -22032 | -22027 | -22013 | -21988 | -21940 | -21862 | -21765 | -21650 | -21519 | -21371 | -21203 | -21015 | -20812 | -20598 | -20376 | -20152 | -19934 | -19726 | -19530 | -19347 | -19184 | -19053 | -18958 | -18894 | -18859 | -18849 | -18857 | -18876 | -18900 | -18920 | -18952 | -19004 | -19078 | -19177 | -19302 | -19452 | -19620 | -19795 | -19971 | -20147 | -20314 | -20464 | -20590 | -20694 | -20770 | -20826 | -20868 | -20894 | -20900 | -20884 | -20849 | -20797 | -20730 | -20650 | -20554 | -20442 | -20314 | -20168 | -20004 | -19827 | -19639 | -19451 | -19265 | -19083 | -18913 | -18758 | -18618 | -18492 | -18379 | -18271 | -18169 | -18076 | -17994 | -17923 | -17862 | -17810 | -17771 | -17751 | -17740 | -17730 | -17723 | -17717 | -17712 | -17710 | -17712 | -17718 | -17727 | -17737 | -17746 | -17755 | -17766 | -17780 | -17790 | -17782 | -17773 | -17766 | -17761 | -17755 | -17746 | -17735 | -17731 | -17736 | -17738 | -17737 | -17735 | -17744 | -17768 | -17804 | -17849 | -17901 | -17960 | -18026 | -18095 | -18165 | -18231 | -18293 | -18343 | -18370 | -18371 | -18356 | -18330 | -18298 | -18266 | -18239 | -18229 | -18257 | -18311 | -18380 | -18458 | -18532 | -18598 | -18653 | -18700 | -18740 | -18774 | -18806 | -18840 | -18878 | -18922 | -18973 | -19029 | -19088 | -19134 | -19155 | -19156 | -19143 | -19125 | -19109 | -19106 | -19117 | -19130 | -19142 | -19154 | -19168 | -19183 | -19202 | -19223 | -19245 | -19266 | -19283 | -19295 | -19306 | -19317 | -19331 | -19338 | -19332 | -19324 | -19311 | -19288 | -19259 | -19227 | -19198 | -19173 | -19140 | -19109 | -19081 | -19054 | -19024 | -18991 | -18955 | -18915 | -18872 | -18828 | -18785 | -18746 | -18708 | -18667 | -18623 | -18582 | -18551 | -18529 | -18519 | -18521 | -18535 | -18559 | -18591 | -18615 | -18636 | -18648 | -18658 | -18669 | -18681 | -18693 | -18703 | -18711 | -18721 | -18731 | -18742 | -18752 | -18762 | -18774 | -18791 | -18821 | -18879 | -18952 | -19039 | -19144 | -19261 | -19381 | -19497 | -19592 | -19667 | -19758 | -19862 | -19976 | -20100 | -20234 | -20377 | -20527 | -20683 | -20842 | -21006 | -21171 | -21339 | -21511 | -21684 | -21841 | -21969 | -22057 | -22103 | -22104 | -22074 | -22022 | -21957 | -21899 | -21875 | -21848 | -21809 | -21765 | -21715 | -21660 | -21602 | -21543 | -21481 | -21415 | -21341 | -21258 | -21164 | -21055 | -20929 | -20786 | -20651 | -20538 | -20445 | -20376 | -20324 | -20287 | -20255 | -20215 | -20145 | -20061 | -19972 | -19880 | -19780 | -19672 | -19555 | -19434 | -19308 | -19179 | -19049 | -18917 | -18783 | -18648 | -18515 | -18405 | -18319 | -18256 | -18213 | -18184 | -18164 | -18146 | -18126 | -18098 | -18054 | -18010 | -17965 | -17916 | -17868 | -17824 | -17788 | -17761 | -17741 | -17731 | -17730 | -17739 | -17758 | -17790 | -17832 | -17866 | -17882 | -17875 | -17846 | -17799 | -17738 | -17671 | -17607 | -17570 | -17575 | -17590 | -17598 | -17606 | -17615 | -17621 | -17622 | -17613 | -17595 | -17569 | -17535 | -17494 | -17449 | -17399 | -17345 | -17288 | -17234 | -17189 | -17151 | -17119 | -17099 | -17088 | -17084 | -17070 | -17033 | -16994 | -16960 | -16932 | -16906 | -16883 | -16863 | -16846 | -16833 | -16820 | -16808 | -16795 | -16779 | -16761 | -16744 | -16719 | -16688 | -16661 | -16639 | -16617 | -16596 | -16581 | -16577 | -16585 | -16576 | -16562 | -16551 | -16533 | -16510 | -16488 | -16472 | -16462 | -16453 | -16448 | -16446 | -16447 | -16451 | -16459 | -16468 | -16488 | -16516 | -16532 | -16532 | -16519 | -16491 | -16448 | -16393 | -16344 | -16323 | -16301 | -16266 | -16225 | -16181 | -16133 | -16077 | -16016 | -15952 | -15891 | -15834 | -15781 | -15730 | -15682 | -15637 | -15580 | -15516 | -15454 | -15399 | -15367 | -15357 | -15359 | -15361 | -15340 | -15300 | -15266 | -15248 | -15238 | -15236 | -15242 | -15256 | -15278 | -15303 | -15329 | -15350 | -15368 | -15381 | -15387 | -15388 | -15403 | -15433 | -15480 | -15530 | -15570 | -15604 | -15632 | -15655 | -15674 | -15686 | -15693 | -15695 | -15696 | -15697 | -15696 | -15690 | -15676 | -15656 | -15634 | -15612 | -15595 | -15583 | -15577 | -15575 | -15571 | -15563 | -15552 | -15545 | -15550 | -15561 | -15572 | -15579 | -15576 | -15584 | -15611 | -15644 | -15678 | -15711 | -15741 | -15769 | -15795 | -15819 | -15838 | -15853 | -15868 | -15882 | -15894 | -15903 | -15908 | -15907 | -15885 | -15852 | -15811 | -15766 | -15721 | -15677 | -15633 | -15577 | -15523 | -15480 | -15446 | -15420 | -15400 | -15384 | -15372 | -15369 | -15369 | -15371 | -15369 | -15364 | -15357 | -15346 | -15328 | -15315 | -15312 | -15312 | -15316 | -15325 | -15337 | -15357 | -15385 | -15425 | -15477 | -15529 | -15585 | -15648 | -15717 | -15787 | -15856 | -15919 | -15980 | -16039 | -16097 | -16156 | -16215 | -16269 | -16317 | -16347 | -16354 | -16348 | -16333 | -16314 | -16292 | -16273 | -16257 | -16236 | -16191 | -16129 | -16048 | -15950 | -15837 | -15720 | -15604 | -15494 | -15389 | -15289 | -15192 | -15097 | -15004 | -14917 | -14846 | -14799 | -14782 | -14782 | -14791 | -14811 | -14843 | -14883 | -14914 | -14919 | -14929 | -14956 | -15001 | -15062 | -15131 | -15206 | -15284 | -15359 | -15428 | -15493 | -15555 | -15616 | -15677 | -15734 | -15784 | -15829 | -15885 | -15965 | -16059 | -16151 | -16229 | -16289 | -16340 | -16397 | -16474 | -16551 | -16618 | -16674 | -16720 | -16755 | -16779 | -16796 | -16809 | -16815 | -16812 | -16801 | -16782 | -16763 | -16753 | -16757 | -16768 | -16781 | -16798 | -16815 | -16830 | -16844 | -16859 | -16875 | -16890 | -16905 | -16920 | -16936 | -16956 | -16978 | -17000 | -17022 | -17048 | -17079 | -17121 | -17169 | -17224 | -17276 | -17304 | -17309 | -17300 | -17289 | -17273 | -17258 | -17246 | -17238 | -17235 | -17251 | -17274 | -17294 | -17313 | -17330 | -17347 | -17365 | -17389 | -17419 | -17453 | -17489 | -17524 | -17559 | -17592 | -17630 | -17678 | -17715 | -17733 | -17731 | -17718 | -17698 | -17676 | -17656 | -17638 | -17617 | -17574 | -17521 | -17466 | -17412 | -17359 | -17300 | -17238 | -17174 | -17110 | -17044 | -16973 | -16899 | -16822 | -16737 | -16642 | -16561 | -16490 | -16422 | -16349 | -16267 | -16176 | -16073 | -15965 | -15855 | -15756 | -15668 | -15584 | -15504 | -15427 | -15358 | -15298 | -15243 | -15192 | -15145 | -15108 | -15080 | -15060 | -15044 | -15017 | -14974 | -14894 | -14777 | -14639 | -14491 | -14341 | -14198 | -14065 | -13956 | -13866 | -13777 | -13694 | -13619 | -13552 | -13495 | -13444 | -13399 | -13364 | -13335 | -13307 | -13280 | -13257 | -13233 | -13209 | -13185 | -13173 | -13179 | -13192 | -13211 | -13231 | -13250 | -13266 | -13287 | -13323 | -13374 | -13434 | -13498 | -13565 | -13632 | -13693 | -13744 | -13784 | -13815 | -13838 | -13857 | -13873 | -13890 | -13900 | -13919 | -13933 | -13919 | -13891 | -13858 | -13826 | -13794 | -13761 | -13713 | -13639 | -13565 | -13490 | -13414 | -13338 | -13264 | -13193 | -13131 | -13078 | -13039 | -13010 | -12984 | -12955 | -12923 | -12918 | -12939 | -13001 | -13122 | -13285 | -13473 | -13675 | -13882 | -14083 | -14251 | -14405 | -14550 | -14683 | -14806 | -14921 | -15028 | -15127 | -15215 | -15292 | -15354 | -15407 | -15454 | -15498 | -15549 | -15607 | -15653 | -15690 | -15715 | -15730 | -15732 | -15722 | -15706 | -15686 | -15662 | -15629 | -15591 | -15552 | -15513 | -15475 | -15438 | -15406 | -15382 | -15364 | -15349 | -15339 | -15332 | -15329 | -15330 | -15336 | -15351 | -15385 | -15442 | -15515 | -15602 | -15700 | -15801 | -15899 | -15983 | -16046 | -16101 | -16150 | -16189 | -16221 | -16244 | -16258 | -16261 | -16256 | -16247 | -16234 | -16217 | -16197 | -16172 | -16146 | -16119 | -16089 | -16053 | -16013 | -15972 | -15932 | -15896 | -15864 | -15838 | -15823 | -15810 | -15797 | -15785 | -15775 | -15765 | -15756 | -15748 | -15741 | -15735 | -15730 | -15726 | -15722 | -15714 | -15694 | -15655 | -15585 | -15483 | -15361 | -15221 | -15066 | -14900 | -14736 | -14590 | -14479 | -14376 | -14282 | -14202 | -14134 | -14079 | -14033 | -13992 | -13955 | -13923 | -13893 | -13863 | -13834 | -13808 | -13784 | -13754 | -13714 | -13663 | -13602 | -13538 | -13476 | -13416 | -13359 | -13306 | -13264 | -13237 | -13221 | -13211 | -13206 | -13212 | -13230 | -13260 | -13300 | -13349 | -13404 | -13469 | -13542 | -13599 | -13620 | -13605 | -13564 | -13517 | -13470 | -13426 | -13385 | -13351 | -13326 | -13317 | -13334 | -13362 | -13397 | -13439 | -13488 | -13542 | -13597 | -13655 | -13720 | -13791 | -13868 | -13949 | -14031 | -14096 | -14158 | -14217 | -14265 | -14325 | -14395 | -14470 | -14547 | -14621 | -14690 | -14760 | -14851 | -14951 | -15045 | -15133 | -15217 | -15295 | -15367 | -15431 | -15485 | -15527 | -15557 | -15577 | -15587 | -15588 | -15581 | -15582 | -15593 | -15611 | -15637 | -15665 | -15693 | -15717 | -15734 | -15736 | -15702 | -15654 | -15600 | -15543 | -15484 | -15430 | -15381 | -15337 | -15294 | -15252 | -15210 | -15170 | -15129 | -15089 | -15043 | -15004 | -14976 | -14946 | -14914 | -14885 | -14857 | -14833 | -14812 | -14797 | -14785 | -14770 | -14748 | -14718 | -14675 | -14615 | -14535 | -14442 | -14343 | -14247 | -14158 | -14077 | -14005 | -13958 | -13942 | -13930 | -13921 | -13899 | -13868 | -13836 | -13805 | -13779 | -13759 | -13748 | -13736 | -13726 | -13719 | -13717 | -13721 | -13732 | -13753 | -13785 | -13827 | -13873 | -13924 | -13979 | -14041 | -14125 | -14233 | -14380 | -14576 | -14813 | -15068 | -15327 | -15584 | -15838 | -16085 | -16305 | -16505 | -16712 | -16918 | -17121 | -17315 | -17501 | -17673 | -17832 | -17977 | -18107 | -18222 | -18319 | -18400 | -18438 | -18432 | -18380 | -18310 | -18222 | -18112 | -17984 | -17836 | -17672 | -17495 | -17326 | -17199 | -17084 | -16971 | -16859 | -16749 | -16642 | -16537 | -16435 | -16335 | -16236 | -16141 | -16047 | -15951 | -15838 | -15722 | -15590 | -15410 | -15205 | -14997 | -14795 | -14603 | -14422 | -14251 | -14092 | -13913 | -13716 | -13515 | -13317 | -13125 | -12940 | -12766 | -12601 | -12445 | -12300 | -12164 | -12038 | -11919 | -11811 | -11711 | -11626 | -11537 | -11446 | -11358 | -11274 | -11193 | -11116 | -11044 | -10975 | -10904 | -10836 | -10764 | -10685 | -10599 | -10504 | -10399 | -10283 | -10157 | -10017 | -9868 | -9712 | -9552 | -9425 | -9336 | -9285 | -9291 | -9321 | -9357 | -9396 | -9438 | -9483 | -9528 | -9554 | -9551 | -9539 | -9532 | -9530 | -9531 | -9535 | -9545 | -9561 | -9583 | -9610 | -9638 | -9665 | -9690 | -9707 | -9727 | -9762 | -9810 | -9878 | -9970 | -10082 | -10208 | -10341 | -10475 | -10602 | -10712 | -10822 | -10934 | -11046 | -11160 | -11275 | -11388 | -11501 | -11613 | -11724 | -11835 | -11945 | -12055 | -12177 | -12306 | -12428 | -12545 | -12658 | -12762 | -12858 | -12945 | -13024 | -13094 | -13154 | -13223 | -13304 | -13382 | -13461 | -13540 | -13619 | -13698 | -13777 | -13856 | -13937 | -14018 | -14100 | -14180 | -14226 | -14237 | -14202 | -14143 | -14073 | -13999 | -13920 | -13838 | -13756 | -13673 | -13593 | -13502 | -13381 | -13246 | -13095 | -12929 | -12751 | -12561 | -12360 | -12149 | -11933 | -11716 | -11503 | -11300 | -11148 | -11044 | -11004 | -11008 | -11038 | -11083 | -11144 | -11222 | -11318 | -11426 | -11535 | -11634 | -11736 | -11847 | -11964 | -12088 | -12219 | -12362 | -12519 | -12688 | -12868 | -13055 | -13250 | -13444 | -13618 | -13770 | -13908 | -14051 | -14200 | -14345 | -14477 | -14584 | -14659 | -14700 | -14709 | -14693 | -14660 | -14620 | -14578 | -14541 | -14512 | -14491 | -14474 | -14460 | -14446 | -14429 | -14404 | -14378 | -14365 | -14370 | -14391 | -14415 | -14434 | -14449 | -14466 | -14488 | -14519 | -14566 | -14632 | -14717 | -14815 | -14919 | -15024 | -15126 | -15224 | -15318 | -15407 | -15493 | -15575 | -15655 | -15731 | -15800 | -15852 | -15883 | -15893 | -15892 | -15892 | -15901 | -15919 | -15950 | -15992 | -16043 | -16096 | -16154 | -16221 | -16288 | -16352 | -16412 | -16466 | -16513 | -16552 | -16583 | -16605 | -16621 | -16630 | -16633 | -16635 | -16638 | -16635 | -16616 | -16582 | -16540 | -16492 | -16435 | -16373 | -16306 | -16240 | -16187 | -16159 | -16138 | -16124 | -16117 | -16115 | -16118 | -16124 | -16138 | -16162 | -16190 | -16224 | -16261 | -16285 | -16284 | -16261 | -16235 | -16216 | -16205 | -16199 | -16198 | -16199 | -16201 | -16204 | -16212 | -16221 | -16231 | -16243 | -16259 | -16279 | -16300 | -16321 | -16338 | -16347 | -16346 | -16339 | -16329 | -16318 | -16313 | -16328 | -16357 | -16386 | -16410 | -16429 | -16447 | -16465 | -16481 | -16494 | -16496 | -16496 | -16494 | -16491 | -16483 | -16468 | -16449 | -16425 | -16400 | -16378 | -16364 | -16351 | -16337 | -16325 | -16326 | -16334 | -16344 | -16354 | -16361 | -16363 | -16358 | -16348 | -16335 | -16320 | -16305 | -16302 | -16302 | -16304 | -16311 | -16325 | -16343 | -16365 | -16381 | -16388 | -16392 | -16398 | -16407 | -16417 | -16414 | -16386 | -16322 | -16237 | -16137 | -16029 | -15920 | -15813 | -15713 | -15618 | -15523 | -15406 | -15274 | -15129 | -14972 | -14805 | -14628 | -14444 | -14264 | -14090 | -13917 | -13746 | -13577 | -13421 | -13285 | -13173 | -13075 | -12981 | -12889 | -12797 | -12704 | -12610 | -12518 | -12430 | -12347 | -12279 | -12232 | -12207 | -12203 | -12223 | -12265 | -12332 | -12426 | -12549 | -12691 | -12847 | -12995 | -13101 | -13167 | -13170 | -13147 | -13117 | -13081 | -13038 | -12985 | -12924 | -12855 | -12789 | -12763 | -12770 | -12778 | -12779 | -12769 | -12745 | -12709 | -12658 | -12590 | -12499 | -12396 | -12285 | -12168 | -12042 | -11917 | -11791 | -11645 | -11490 | -11334 | -11179 | -11024 | -10871 | -10718 | -10566 | -10415 | -10256 | -10101 | -9956 | -9822 | -9701 | -9594 | -9499 | -9416 | -9344 | -9280 | -9224 | -9167 | -9082 | -8993 | -8906 | -8812 | -8713 | -8614 | -8522 | -8438 | -8362 | -8295 | -8239 | -8184 | -8126 | -8061 | -7982 | -7889 | -7778 | -7647 | -7500 | -7341 | -7178 | -7015 | -6855 | -6721 | -6664 | -6649 | -6706 | -6840 | -7015 | -7214 | -7421 | -7630 | -7836 | -8036 | -8223 | -8388 | -8558 | -8725 | -8895 | -9072 | -9260 | -9452 | -9642 | -9820 | -9981 | -10120 | -10231 | -10312 | -10367 | -10396 | -10394 | -10386 | -10392 | -10422 | -10480 | -10567 | -10674 | -10794 | -10915 | -11007 | -11053 | -11099 | -11151 | -11204 | -11261 | -11324 | -11400 | -11494 | -11610 | -11748 | -11903 | -12064 | -12226 | -12385 | -12558 | -12727 | -12872 | -12980 | -13052 | -13095 | -13119 | -13130 | -13131 | -13131 | -13138 | -13133 | -13107 | -13056 | -12980 | -12885 | -12772 | -12640 | -12489 | -12319 | -12135 | -11950 | -11772 | -11603 | -11430 | -11244 | -11044 | -10837 | -10625 | -10404 | -10173 | -9931 | -9678 | -9429 | -9204 | -8996 | -8804 | -8632 | -8479 | -8341 | -8219 | -8116 | -8030 | -7965 | -7922 | -7893 | -7861 | -7828 | -7794 | -7769 | -7763 | -7775 | -7807 | -7860 | -7934 | -8032 | -8153 | -8286 | -8427 | -8584 | -8751 | -8925 | -9104 | -9289 | -9475 | -9661 | -9843 | -10017 | -10175 | -10308 | -10428 | -10540 | -10656 | -10782 | -10915 | -11050 | -11185 | -11316 | -11443 | -11565 | -11684 | -11793 | -11884 | -11967 | -12049 | -12129 | -12205 | -12278 | -12349 | -12415 | -12477 | -12536 | -12596 | -12674 | -12778 | -12905 | -13040 | -13173 | -13304 | -13434 | -13564 | -13690 | -13808 | -13914 | -14007 | -14085 | -14154 | -14220 | -14277 | -14325 | -14365 | -14398 | -14422 | -14439 | -14453 | -14465 | -14475 | -14476 | -14456 | -14407 | -14336 | -14250 | -14154 | -14052 | -13944 | -13833 | -13723 | -13620 | -13525 | -13439 | -13356 | -13266 | -13174 | -13080 | -12988 | -12900 | -12816 | -12739 | -12666 | -12598 | -12538 | -12480 | -12417 | -12346 | -12265 | -12180 | -12098 | -12018 | -11942 | -11869 | -11802 | -11740 | -11688 | -11648 | -11626 | -11632 | -11660 | -11704 | -11763 | -11832 | -11911 | -11996 | -12085 | -12172 | -12252 | -12315 | -12367 | -12405 | -12419 | -12410 | -12373 | -12313 | -12237 | -12151 | -12057 | -11955 | -11851 | -11754 | -11683 | -11626 | -11573 | -11526 | -11480 | -11433 | -11377 | -11315 | -11248 | -11178 | -11110 | -11046 | -10978 | -10911 | -10857 | -10822 | -10806 | -10803 | -10804 | -10805 | -10802 | -10795 | -10781 | -10758 | -10732 | -10687 | -10627 | -10559 | -10494 | -10441 | -10401 | -10371 | -10351 | -10344 | -10344 | -10318 | -10281 | -10238 | -10177 | -10113 | -10042 | -9960 | -9871 | -9777 | -9684 | -9591 | -9503 | -9426 | -9354 | -9291 | -9234 | -9174 | -9104 | -9021 | -8928 | -8830 | -8727 | -8618 | -8506 | -8404 | -8303 | -8223 | -8154 | -8088 | -8030 | -7985 | -7951 | -7926 | -7907 | -7889 | -7871 | -7849 | -7814 | -7759 | -7697 | -7632 | -7570 | -7512 | -7462 | -7417 | -7377 | -7341 | -7310 | -7265 | -7210 | -7149 | -7059 | -6954 | -6855 | -6760 | -6668 | -6579 | -6491 | -6408 | -6332 | -6265 | -6185 | -6102 | -6014 | -5916 | -5807 | -5690 | -5564 | -5429 | -5287 | -5141 | -4994 | -4889 | -4841 | -4834 | -4894 | -4983 | -5081 | -5186 | -5296 | -5408 | -5521 | -5629 | -5727 | -5799 | -5855 | -5911 | -5980 | -6064 | -6154 | -6245 | -6335 | -6425 | -6515 | -6602 | -6685 | -6720 | -6717 | -6673 | -6585 | -6481 | -6361 | -6227 | -6089 | -5952 | -5823 | -5700 | -5589 | -5498 | -5418 | -5338 | -5251 | -5159 | -5066 | -4983 | -4906 | -4836 | -4773 | -4716 | -4664 | -4643 | -4654 | -4693 | -4759 | -4840 | -4945 | -5077 | -5238 | -5424 | -5630 | -5852 | -6081 | -6302 | -6504 | -6708 | -6926 | -7152 | -7383 | -7612 | -7843 | -8077 | -8314 | -8550 | -8786 | -9043 | -9305 | -9566 | -9840 | -10104 | -10344 | -10555 | -10729 | -10865 | -10969 | -11047 | -11106 | -11151 | -11224 | -11317 | -11400 | -11473 | -11539 | -11601 | -11654 | -11693 | -11719 | -11735 | -11743 | -11717 | -11667 | -11575 | -11468 | -11363 | -11264 | -11172 | -11085 | -11004 | -10928 | -10858 | -10789 | -10727 | -10645 | -10540 | -10427 | -10311 | -10190 | -10065 | -9940 | -9822 | -9710 | -9604 | -9501 | -9402 | -9310 | -9246 | -9200 | -9177 | -9180 | -9203 | -9241 | -9289 | -9340 | -9393 | -9445 | -9484 | -9510 | -9542 | -9577 | -9615 | -9655 | -9699 | -9744 | -9792 | -9842 | -9894 | -9949 | -10000 | -10045 | -10081 | -10124 | -10156 | -10167 | -10158 | -10133 | -10098 | -10056 | -10011 | -9967 | -9932 | -9932 | -9967 | -10007 | -10050 | -10091 | -10129 | -10165 | -10201 | -10238 | -10276 | -10308 | -10319 | -10302 | -10246 | -10161 | -10069 | -9978 | -9888 | -9797 | -9705 | -9612 | -9517 | -9422 | -9328 | -9239 | -9141 | -9037 | -8930 | -8823 | -8716 | -8603 | -8483 | -8352 | -8210 | -8062 | -7958 | -7900 | -7898 | -7910 | -7907 | -7889 | -7859 | -7819 | -7767 | -7703 | -7630 | -7550 | -7463 | -7342 | -7180 | -7022 | -6884 | -6763 | -6653 | -6551 | -6454 | -6363 | -6272 | -6175 | -6040 | -5887 | -5723 | -5547 | -5372 | -5202 | -5038 | -4883 | -4737 | -4602 | -4478 | -4365 | -4262 | -4164 | -4075 | -3977 | -3855 | -3715 | -3565 | -3453 | -3453 | -3453 | -3453 | -3453 | -3453 | -3453 | -3453 | -3453 | -3453 | -3453 | -3453 | -3453 | -3453 | -3453 | -3608 | -3777 | -3937 | -4082 | -4236 | -4403 | -4577 | -4750 | -4922 | -5097 | -5275 | -5453 | -5625 | -5793 | -5937 | -6056 | -6133 | -6182 | -6215 | -6239 | -6259 | -6275 | -6288 | -6294 | -6292 | -6289 | -6295 | -6326 | -6380 | -6436 | -6500 | -6576 | -6661 | -6751 | -6842 | -6936 | -7034 | -7124 | -7196 | -7247 | -7287 | -7337 | -7400 | -7466 | -7530 | -7588 | -7636 | -7673 | -7699 | -7711 | -7708 | -7699 | -7686 | -7672 | -7654 | -7629 | -7601 | -7567 | -7530 | -7487 | -7441 | -7393 | -7343 | -7309 | -7276 | -7220 | -7145 | -7062 | -6978 | -6898 | -6822 | -6753 | -6688 | -6626 | -6570 | -6514 | -6445 | -6371 | -6294 | -6214 | -6129 | -6040 | -5948 | -5852 | -5750 | -5650 | -5589 | -5552 | -5558 | -5606 | -5681 | -5779 | -5892 | -6017 | -6152 | -6295 | -6445 | -6599 | -6756 | -6892 | -7020 | -7153 | -7290 | -7431 | -7575 | -7722 | -7872 | -8025 | -8179 | -8335 | -8480 | -8604 | -8708 | -8791 | -8848 | -8878 | -8883 | -8863 | -8821 | -8761 | -8689 | -8611 | -8529 | -8468 | -8435 | -8409 | -8382 | -8354 | -8328 | -8305 | -8286 | -8269 | -8258 | -8241 | -8200 | -8141 | -8050 | -7924 | -7781 | -7623 | -7460 | -7296 | -7136 | -6984 | -6837 | -6699 | -6580 | -6458 | -6308 | -6144 | -5979 | -5824 | -5680 | -5542 | -5411 | -5290 | -5177 | -5084 | -5033 | -5016 | -5044 | -5110 | -5199 | -5308 | -5433 | -5567 | -5707 | -5849 | -5990 | -6125 | -6242 | -6360 | -6496 | -6627 | -6754 | -6872 | -6978 | -7072 | -7154 | -7221 | -7273 | -7311 | -7321 | -7337 | -7364 | -7399 | -7444 | -7503 | -7573 | -7654 | -7742 | -7834 | -7927 | -8017 | -8105 | -8177 | -8258 | -8356 | -8461 | -8568 | -8673 | -8774 | -8876 | -8975 | -9074 | -9165 | -9245 | -9281 | -9284 | -9283 | -9277 | -9260 | -9232 | -9197 | -9156 | -9111 | -9066 | -9022 | -8977 | -8945 | -8921 | -8893 | -8860 | -8828 | -8805 | -8793 | -8788 | -8787 | -8791 | -8797 | -8784 | -8768 | -8717 | -8654 | -8591 | -8525 | -8454 | -8380 | -8304 | -8231 | -8164 | -8105 | -8058 | -8013 | -7941 | -7861 | -7779 | -7687 | -7579 | -7455 | -7323 | -7189 | -7056 | -6935 | -6872 | -6862 | -6924 | -7013 | -7109 | -7208 | -7308 | -7409 | -7509 | -7607 | -7701 | -7791 | -7871 | -7940 | -8033 | -8141 | -8253 | -8368 | -8490 | -8618 | -8750 | -8881 | -9007 | -9115 | -9186 | -9212 | -9193 | -9152 | -9099 | -9040 | -8978 | -8908 | -8827 | -8736 | -8634 | -8520 | -8400 | -8290 | -8170 | -8043 | -7915 | -7783 | -7646 | -7502 | -7352 | -7196 | -7036 | -6878 | -6727 | -6581 | -6426 | -6242 | -6039 | -5827 | -5618 | -5420 | -5239 | -5074 | -4928 | -4803 | -4700 | -4602 | -4497 | -4387 | -4278 | -4174 | -4074 | -3982 | -3901 | -3827 | -3758 | -3696 | -3653 | -3646 | -3681 | -3749 | -3833 | -3927 | -4025 | -4126 | -4230 | -4340 | -4453 | -4568 | -4680 | -4775 | -4849 | -4918 | -4987 | -5057 | -5129 | -5202 | -5274 | -5350 | -5426 | -5507 | -5599 | -5700 | -5816 | -5953 | -6115 | -6293 | -6475 | -6650 | -6814 | -6958 | -7085 | -7192 | -7277 | -7347 | -7423 | -7495 | -7562 | -7626 | -7688 | -7747 | -7804 | -7857 | -7909 | -7957 | -7984 | -7988 | -7964 | -7923 | -7867 | -7797 | -7720 | -7643 | -7568 | -7500 | -7436 | -7375 | -7316 | -7264 | -7230 | -7207 | -7193 | -7184 | -7176 | -7166 | -7156 | -7142 | -7121 | -7088 | -7050 | -7015 | -6977 | -6947 | -6929 | -6921 | -6925 | -6935 | -6951 | -6971 | -6994 | -7019 | -7047 | -7069 | -7079 | -7086 | -7087 | -7082 | -7075 | -7066 | -7058 | -7054 | -7058 | -7070 | -7096 | -7122 | -7163 | -7194 | -7208 | -7205 | -7191 | -7171 | -7143 | -7106 | -7060 | -7005 | -6944 | -6880 | -6831 | -6793 | -6767 | -6749 | -6736 | -6728 | -6720 | -6710 | -6697 | -6670 | -6610 | -6530 | -6417 | -6299 | -6187 | -6085 | -5991 | -5905 | -5830 | -5767 | -5718 | -5682 | -5658 | -5637 | -5602 | -5551 | -5489 | -5421 | -5347 | -5264 | -5175 | -5083 | -4993 | -4918 | -4879 | -4870 | -4902 | -4947 | -4994 | -5042 | -5093 | -5149 | -5213 | -5284 | -5362 | -5444 | -5528 | -5608 | -5684 | -5771 | -5867 | -5968 | -6077 | -6197 | -6326 | -6461 | -6598 | -6742 | -6893 | -7039 | -7193 | -7355 | -7522 | -7691 | -7854 | -8006 | -8141 | -8258 | -8358 | -8448 | -8529 | -8607 | -8689 | -8765 | -8832 | -8896 | -8958 | -9018 | -9080 | -9142 | -9205 | -9245 | -9254 | -9220 | -9157 | -9082 | -8997 | -8903 | -8802 | -8696 | -8587 | -8477 | -8364 | -8251 | -8141 | -8049 | -7999 | -7961 | -7927 | -7893 | -7857 | -7821 | -7782 | -7743 | -7703 | -7657 | -7611 | -7576 | -7522 | -7457 | -7387 | -7315 | -7240 | -7167 | -7096 | -7026 | -6953 | -6876 | -6794 | -6704 | -6579 | -6448 | -6315 | -6177 | -6036 | -5890 | -5741 | -5588 | -5432 | -5290 | -5164 | -5048 | -4946 | -4846 | -4755 | -4675 | -4610 | -4560 | -4524 | -4502 | -4494 | -4504 | -4529 | -4562 | -4612 | -4676 | -4751 | -4838 | -4936 | -5043 | -5158 | -5282 | -5415 | -5544 | -5667 | -5773 | -5883 | -5994 | -6101 | -6198 | -6281 | -6346 | -6393 | -6424 | -6443 | -6448 | -6439 | -6426 | -6403 | -6371 | -6328 | -6273 | -6212 | -6144 | -6069 | -5984 | -5888 | -5778 | -5651 | -5521 | -5352 | -5163 | -4969 | -4781 | -4602 | -4436 | -4283 | -4140 | -4004 | -3877 | -3762 | -3657 | -3553 | -3453 | -3453 | -3453 | -3453 | -3453 | -3453 | -3453 | -3453 | -3453 | -3453 | -3453 | -3453 | -3453 | -3453 | -3453 | -3453 | -3453 | -3453 | -3453 | -3453 | -3453 | -3453 | -3453 | -3453 | -3453 | -3453 | -3453 | -3453 | -3453 | -3453 | -3453 | -3453 | -3453 | -3453 | -3453 | -3453 | -3453 | -3453 | -3453 | -3453 | -3453 | -3453 | -3453 | -3453 | -3453 | -3453 | -3453 | -3453 | -3453 | -3453 | -3453 | -3453 | -3453 | -3453 | -3453 | -3453 | -3453 | -3453 | -3453 | -3453 | -3453 | -3453 | -3453 | -3453 | -3453 | -3453 | -3453 | -3453 | -3453 | -3453 | -3453 | -3632 | -3843 | -4043 | -4234 | -4416 | -4588 | -4746 | -4893 | -5028 | -5135 | -5208 | -5240 | -5218 | -5174 | -5122 | -5064 | -5001 | -4933 | -4859 | -4780 | -4696 | -4609 | -4521 | -4439 | -4357 | -4270 | -4177 | -4082 | -3986 | -3891 | -3795 | -3700 | -3603 | -3511 | -3453 | -3453 | -3453 | -3453 | -3453 | -3453 | -3453 | -3453 | -3453 | -3453 | -3453 | -3453 | -3453 | -3453 | -3453 | -3453 | -3453 | -3453 | -3453 | -3453 | -3453 | -3453 | -3453 | -3453 | -3453 | -3453 | -3453 | -3453 | -3453 | -3453 | -3453 | -3453 | -3453 | -3453 | -3453 | -3453 | -3453 | -3453 | -3453 | -3453 | -3453 | -3453 | -3453 | -3453 | -3453 | -3453 | -3453 | -3453 | -3453 | -3453 | -3453 | -3453 | -3453 | -3453 | -3453 | -3453 | -3453 | -3536 | -3655 | -3764 | -3867 | -3957 | -4038 | -4106 | -4166 | -4221 | -4275 | -4325 | -4372 | -4419 | -4467 | -4527 | -4596 | -4670 | -4740 | -4804 | -4867 | -4934 | -5011 | -5096 | -5191 | -5289 | -5386 | -5477 | -5559 | -5631 | -5693 | -5757 | -5817 | -5873 | -5924 | -5971 | -6015 | -6056 | -6096 | -6118 | -6116 | -6080 | -6015 | -5935 | -5849 | -5756 | -5655 | -5548 | -5435 | -5321 | -5208 | -5095 | -4984 | -4878 | -4792 | -4714 | -4637 | -4563 | -4493 | -4428 | -4367 | -4311 | -4260 | -4204 | -4141 | -4069 | -3982 | -3901 | -3830 | -3765 | -3704 | -3644 | -3581 | -3515 | -3453 | -3453 | -3453 | -3453 | -3453 | -3453 | -3453 | -3453 | -3453 | -3453 | -3453 | -3453 | -3453 | -3453 | -3453 | -3453 | -3453 | -3453 | -3453 | -3453 | -3453 | -3453 | -3453 | -3453 | -3453 | -3453 | -3453 | -3453 | -3453 | -3453 | -3453 | -3453 | -3453 | -3453 | -3453 | -3453 | -3453 | -3453 | -3453 | -3453 | -3453 | -3453 | -3453 | -3453 | -3453 | -3453 | -3453 | -3453 | -3453 | -3453 | -3453 | -3453 | -3453 | -3453 | -3453 | -3453 | -3453 | -3453 | -3453 | -3453 | -3453 | -3453 | -3453 | -3453 | -3453 | -3453 | -3453 | -3453 | -3453 | -3453 | -3453 | -3453 | -3453 | -3453 | -3453 | -3453 | -3453 | -3453 | -3453 | -3453 | -3453 | -3453 | -3453 | -3453 | -3453 | -3453 | -3453 | -3453 | -3453 | -3453 | -3453 | -3453 | -3453 | -3453 | -3453 | -3453 | -3453 | -3453 | -3453 | -3453 | -3453 | -3453 | -3453 | -3453 | -3532 | -3731 | -3939 | -4158 | -4381 | -4589 | -4760 | -4895 | -5011 | -5114 | -5206 | -5289 | -5367 | -5436 | -5498 | -5552 | -5601 | -5648 | -5696 | -5750 | -5826 | -5899 | -5967 | -6028 | -6080 | -6123 | -6155 | -6175 | -6186 | -6180 | -6167 | -6144 | -6113 | -6084 | -6057 | -6031 | -6003 | -5971 | -5934 | -5890 | -5839 | -5782 | -5721 | -5659 | -5596 | -5520 | -5437 | -5349 | -5256 | -5156 | -5050 | -4942 | -4834 | -4756 | -4711 | -4710 | -4725 | -4748 | -4780 | -4821 | -4868 | -4918 | -4968 | -5014 | -5051 | -5082 | -5109 | -5131 | -5141 | -5152 | -5162 | -5170 | -5178 | -5190 | -5205 | -5222 | -5239 | -5253 | -5269 | -5285 | -5308 | -5332 | -5351 | -5370 | -5391 | -5417 | -5452 | -5503 | -5568 | -5644 | -5722 | -5795 | -5866 | -5946 | -6028 | -6111 | -6196 | -6282 | -6370 | -6458 | -6546 | -6614 | -6655 | -6664 | -6666 | -6667 | -6668 | -6672 | -6683 | -6699 | -6720 | -6744 | -6769 | -6790 | -6805 | -6815 | -6816 | -6807 | -6794 | -6778 | -6757 | -6731 | -6701 | -6667 | -6632 | -6604 | -6589 | -6583 | -6575 | -6573 | -6581 | -6598 | -6616 | -6630 | -6636 | -6632 | -6616 | -6594 | -6570 | -6548 | -6534 | -6530 | -6535 | -6552 | -6577 | -6609 | -6645 | -6682 | -6716 | -6724 | -6705 | -6655 | -6578 | -6489 | -6388 | -6274 | -6153 | -6031 | -5917 | -5814 | -5725 | -5654 | -5597 | -5556 | -5499 | -5418 | -5326 | -5221 | -5105 | -4983 | -4857 | -4728 | -4600 | -4524 | -4498 | -4537 | -4624 | -4729 | -4844 | -4962 | -5080 | -5196 | -5307 | -5414 | -5512 | -5596 | -5667 | -5728 | -5796 | -5879 | -5972 | -6070 | -6173 | -6278 | -6385 | -6492 | -6599 | -6683 | -6735 | -6739 | -6708 | -6655 | -6587 | -6514 | -6441 | -6370 | -6299 | -6230 | -6165 | -6108 | -6058 | -6013 | -5976 | -5948 | -5924 | -5904 | -5889 | -5879 | -5876 | -5879 | -5882 | -5877 | -5863 | -5839 | -5811 | -5778 | -5742 | -5699 | -5650 | -5594 | -5533 | -5467 | -5397 | -5324 | -5249 | -5175 | -5110 | -5035 | -4953 | -4868 | -4784 | -4702 | -4621 | -4541 | -4462 | -4382 | -4292 | -4210 | -4118 | -4031 | -3950 | -3873 | -3799 | -3728 | -3662 | -3599 | -3532 | -3467 | -3453 | -3453 | -3453 | -3453 | -3453 | -3453 | -3453 | -3453 | -3453 | -3453 | -3453 | -3453 | -3453 | -3453 | -3453 | -3453 | -3453 | -3453 | -3453 | -3453 | -3453 | -3453 | -3453 | -3453 | -3453 | -3453 | -3453 | -3453 | -3453 | -3453 | -3453 | -3453 | -3453 | -3453 | -3453 | -3453 | -3453 | -3453 | -3453 | -3453 | -3453 | -3453 | -3453 | -3453 | -3453 | -3453 | -3453 | -3453 | -3453 | -3453 | -3453 | -3453 | -3453 | -3453 | -3453 | -3453 | -3453 | -3453 | -3453 | -3453 | -3453 | -3453 | -3453 | -3453 | -3453 | -3453 | -3453 | -3453 | -3453 | -3453 | -3453 | -3453 | -3453 | -3457 | -3468 | -3475 | -3481 | -3484 | -3485 | -3488 | -3493 | -3501 | -3513 | -3523 | -3514 | -3483 | -3453 | -3453 | -3453 | -3453 | -3453 | -3453 | -3453 | -3453 | -3453 | -3453 | -3453 | -3453 | -3453 | -3453 | -3453 | -3453 | -3453 | -3453 | -3453 | -3453 | -3453 | -3453 | -3453 | -3453 | -3453 | -3453 | -3453 | -3453 | -3453 | -3453 | -3453 | -3453 | -3453 | -3453 | -3453 | -3453 | -3453 | -3453 | -3453 | -3453 | -3453 | -3453 | -3453 | -3453 | -3453 | -3453 | -3453 | -3453 | -3453 | -3453 | -3453 | -3453 | -3453 | -3453 | -3453 | -3453 | -3453 | -3453 | -3453 | -3453 | -3453 | -3453 | -3453 | -3453 | -3453 | -3453 | -3453 | -3453 | -3453 | -3453 | -3453 | -3453 | -3453 | -3453 | -3453 | -3453 | -3453 | -3453 | -3453 | -3453 | -3453 | -3453 | -3453 | -3453 | -3453 | -3453 | -3453 | -3453 | -3453 | -3453 | -3453 | -3453 | -3453 | -3453 | -3453 | -3453 | -3453 | -3453 | -3453 | -3453 | -3453 | -3453 | -3453 | -3453 | -3453 | -3453 | -3453 | -3453 | -3453 | -3453 | -3453 | -3453 | -3453 | -3453 | -3453 | -3453 | -3453 | -3453 | -3453 | -3453 | -3453 | -3453 | -3453 | -3453 | -3453 | -3453 | -3453 | -3453 | -3453 | -3453 | -3453 | -3453 | -3453 | -3453 | -3453 | -3453 | -3453 | -3453 | -3453 | -3453 | -3453 | -3453 | -3453 | -3453 | -3453 | -3453 | -3453 | -3453 | -3453 | -3453 | -3453 | -3453 | -3453 | -3453 | -3453 | -3453 | -3453 | -3453 | -3453 | -3453 | -3453 | -3453 | -3453 | -3453 | -3453 | -3453 | -3453 | -3453 | -3453 | -3453 | -3453 | -3453 | -3453 | -3453 | -3453 | -3453 | -3453 | -3453 | -3453 | -3453 | -3453 | -3453 | -3453 | -3453 | -3453 | -3453 | -3453 | -3453 | -3453 | -3453 | -3453 | -3453 | -3453 | -3453 | -3453 | -3453 | -3453 | -3453 | -3453 | -3453 | -3453 | -3453 | -3453 | -3453 | -3453 | -3453 | -3453 | -3453 | -3453 | -3453 | -3453 | -3453 | -3453 | -3453 | -3453 | -3453 | -3453 | -3453 | -3453 | -3453 | -3453 | -3453 | -3453 | -3453 | -3453 | -3453 | -3453 | -3453 | -3453 | -3453 | -3453 | -3453 | -3453 | -3581 | -3703 | -3822 | -3944 | -4073 | -4201 | -4340 | -4493 | -4653 | -4812 | -4963 | -5106 | -5238 | -5354 | -5457 | -5541 | -5609 | -5661 | -5703 | -5749 | -5792 | -5827 | -5856 | -5888 | -5923 | -5962 | -6002 | -6044 | -6075 | -6088 | -6062 | -6012 | -5942 | -5854 | -5748 | -5628 | -5496 | -5358 | -5216 | -5077 | -4941 | -4812 | -4703 | -4617 | -4529 | -4439 | -4349 | -4260 | -4170 | -4082 | -3998 | -3916 | -3832 | -3732 | -3631 | -3511 | -3453 | -3453 | -3453 | -3453 | -3453 | -3453 | -3453 | -3453 | -3453 | -3453 | -3453 | -3453 | -3453 | -3453 | -3453 | -3453 | -3453 | -3453 | -3453 | -3453 | -3453 | -3453 | -3453 | -3453 | -3453 | -3453 | -3453 | -3453 | -3453 | -3453 | -3453 | -3453 | -3453 | -3453 | -3453 | -3453 | -3453 | -3453 | -3453 | -3453 | -3453 | -3453 | -3453 | -3453 | -3453 | -3453 | -3453 | -3453 | -3453 | -3453 | -3453 | -3453 | -3453 | -3453 | -3453 | -3453 | -3453 | -3453 | -3453 | -3453 | -3453 | -3453 | -3453 | -3453 | -3453 | -3453 | -3453 | -3453 | -3453 | -3453 | -3453 | -3453 | -3453 | -3453 | -3453 | -3453 | -3453 | -3453 | -3453 | -3453 | -3453 | -3453 | -3453 | -3453 | -3453 | -3453 | -3453 | -3453 | -3453 | -3453 | -3453 | -3453 | -3453 | -3453 | -3453 | -3453 | -3453 | -3453 | -3453 | -3453 | -3453 | -3453 | -3453 | -3453 | -3453 | -3453 | -3453 | -3453 | -3453 | -3453 | -3453 | -3453 | -3453 | -3453 | -3453 | -3453 | -3453 | -3453 | -3453 | -3453 | -3453 | -3453 | -3453 | -3453 | -3453 | -3453 | -3453 | -3453 | -3453 | -3453 | -3453 | -3453 | -3453 | -3453 | -3453 | -3453 | -3453 | -3453 | -3453 | -3453 | -3453 | -3453 | -3453 | -3453 | -3453 | -3453 | -3453 | -3453 | -3453 | -3453 | -3453 | -3453 | -3453 | -3453 | -3453 | -3453 | -3453 | -3453 | -3453 | -3453 | -3453 | -3453 | -3453 | -3453 | -3453 | -3453 | -3453 | -3453 | -3453 | -3453 | -3453 | -3453 | -3453 | -3453 | -3453 | -3453 | -3453 | -3453 | -3453 | -3453 | -3453 | -3453 | -3453 | -3453 | -3453 | -3453 | -3453 | -3453 | -3453 | -3453 | -3453 | -3453 | -3453 | -3453 | -3453 | -3453 | -3453 | -3453 | -3453 | -3453 | -3453 | -3453 | -3453 | -3453 | -3453 | -3453 | -3453 | -3453 | -3453 | -3453 | -3453 | -3453 | -3453 | -3453 | -3453 | -3453 | -3453 | -3453 | -3453 | -3453 | -3453 | -3453 | -3453 | -3453 | -3453 | -3453 | -3453 | -3453 | -3453 | -3453 | -3453 | -3453 | -3453 | -3453 | -3453 | -3453 | -3453 | -3453 | -3453 | -3453 | -3453 | -3453 | -3453 | -3453 | -3453 | -3453 | -3453 | -3453 | -3453 | -3453 | -3453 | -3453 | -3453 | -3453 | -3453 | -3453 | -3453 | -3453 | -3453 | -3453 | -3453 | -3453 | -3453 | -3453 | -3453 | -3453 | -3453 | -3453 | -3453 | -3453 | -3453 | -3453 | -3453 | -3453 | -3453 | -3453 | -3453 | -3453 | -3453 | -3453 | -3453 | -3453 | -3453 | -3453 | -3453 | -3453 | -3453 | -3453 | -3453 | -3453 | -3453 | -3453 | -3453 | -3453 | -3453 | -3453 | -3453 | -3453 | -3453 | -3453 | -3453 | -3453 | -3453 | -3453 | -3453 | -3453 | -3453 | -3453 | -3453 | -3453 | -3453 | -3453 | -3453 | -3453 | -3453 | -3453 | -3453 | -3453 | -3453 | -3453 | -3453 | -3453 | -3453 | -3453 | -3453 | -3453 | -3453 | -3453 | -3453 | -3453 | -3453 | -3453 | -3453 | -3453 | -3453 | -3453 | -3453 | -3453 | -3453 | -3453 | -3453 | -3453 | -3453 | -3453 | -3453 | -3453 | -3453 | -3453 | -3453 | -3453 | -3453 | -3453 | -3453 | -3453 | -3453 | -3605 | -3720 | -3791 | -3814 | -3796 | -3756 | -3703 | -3647 | -3592 | -3539 | -3492 | -3453 | -3453 | -3453 | -3453 | -3453 | -3453 | -3453 | -3453 | -3453 | -3453 | -3453 | -3453 | -3453 | -3453 | -3453 | -3453 | -3453 | -3453 | -3453 | -3453 | -3453 | -3453 | -3453 | -3453 | -3453 | -3453 | -3453 | -3453 | -3453 | -3453 | -3453 | -3453 | -3453 | -3453 | -3453 | -3453 | -3453 | -3453 | -3453 | -3453 | -3453 | -3453 | -3453 | -3453 | -3453 | -3453 | -3453 | -3453 | -3453 | -3453 | -3453 | -3453 | -3453 | -3453 | -3453 | -3453 | -3453 | -3453 | -3453 | -3453 | -3453 | -3453 | -3453 | -3453 | -3453 | -3453 | -3453 | -3453 | -3453 | -3453 | -3453 | -3453 | -3453 | -3453 | -3453 | -3467 | -3506 | -3552 | -3605 | -3657 | -3708 | -3757 | -3802 | -3842 | -3875 | -3904 | -3924 | -3922 | -3908 | -3887 | -3873 | -3868 | -3871 | -3883 | -3906 | -3935 | -3969 | -4006 | -4044 | -4081 | -4118 | -4161 | -4206 | -4252 | -4298 | -4344 | -4391 | -4442 | -4497 | -4553 | -4602 | -4630 | -4646 | -4641 | -4609 | -4557 | -4491 | -4409 | -4312 | -4204 | -4085 | -3960 | -3830 | -3699 | -3588 | -3476 | -3453 | -3453 | -3453 | -3453 | -3453 | -3453 | -3453 | -3453 | -3453 | -3453 | -3453 | -3453 | -3453 | -3453 | -3453 | -3453 | -3453 | -3453 | -3453 | -3453 | -3453 | -3453 | -3453 | -3453 | -3453 | -3453 | -3453 | -3453 | -3453 | -3453 | -3453 | -3453 | -3453 | -3453 | -3453 | -3453 | -3453 | -3453 | -3453 | -3453 | -3453 | -3453 | -3453 | -3453 | -3453 | -3453 | -3453 | -3453 | -3453 | -3453 | -3453 | -3453 | -3453 | -3453 | -3453 | -3453 | -3453 | -3453 | -3453 | -3453 | -3453 | -3453 | -3453 | -3453 | -3453 | -3453 | -3453 | -3453 | -3453 | -3453 | -3453 | -3453 | -3453 | -3453 | -3453 | -3453 | -3453 | -3453 | -3453 | -3453 | -3453 | -3453 | -3453 | -3453 | -3453 | -3453 | -3453 | -3453 | -3453 | -3453 | -3453 | -3453 | -3453 | -3453 | -3453 | -3453 | -3453 | -3453 | -3453 | -3453 | -3453 | -3453 | -3453 | -3453 | -3453 | -3453 | -3453 | -3453 | -3453 | -3453 | -3453 | -3453 | -3453 | -3453 | -3453 | -3453 | -3453 | -3453 | -3453 | -3453 | -3453 | -3453 | -3453 | -3453 | -3453 | -3453 | -3453 | -3453 | -3453 | -3453 | -3453 | -3453 | -3453 | -3453 | -3453 | -3453 | -3453 | -3453 | -3453 | -3453 | -3453 | -3453 | -3453 | -3453 | -3453 | -3453 | -3453 | -3453 | -3453 | -3453 | -3453 | -3453 | -3453 | -3453 | -3453 | -3453 | -3453 | -3453 | -3453 | -3453 | -3453 | -3453 | -3453 | -3453 | -3453 | -3453 | -3453 | -3453 | -3453 | -3453 | -3453 | -3453 | -3453 | -3453 | -3453 | -3453 | -3453 | -3453 | -3453 | -3453 | -3453 | -3453 | -3453 | -3453 | -3453 | -3453 | -3453 | -3453 | -3453 | -3453 | -3453 | -3453 | -3453 | -3453 | -3453 | -3453 | -3453 | -3453 | -3453 | -3453 | -3453 | -3453 | -3453 | -3453 | -3453 | -3453 | -3453 | -3453 | -3453 | -3453 | -3453 | -3453 | -3453 | -3453 | -3453 | -3453 | -3453 | -3453 | -3453 | -3453 | -3453 | -3453 | -3453 | -3453 | -3453 | -3453 | -3453 | -3453 | -3453 | -3453 | -3453 | -3453 | -3453 | -3453 | -3453 | -3453 | -3453 | -3453 | -3453 | -3453 | -3453 | -3453 | -3453 | -3453 | -3453 | -3453 | -3453 | -3453 | -3453 | -3453 | -3453 | -3453 | -3453 | -3453 | -3453 | -3453 | -3453 | -3453 | -3453 | -3453 | -3453 | -3453 | -3453 | -3453 | -3453 | -3453 | -3453 | -3453 | -3453 | -3453 | -3453 | -3453 | -3453 | -3453 | -3453 | -3453 | -3453 | -3453 | -3453 | -3453 | -3453 | -3453 | -3453 | -3453 | -3453 | -3453 | -3453 | -3453 | -3453 | -3453 | -3453 | -3453 | -3453 | -3453 | -3453 | -3453 | -3453 | -3453 | -3453 | -3453 | -3453 | -3453 | -3453 | -3453 | -3453 | -3453 | -3453 | -3453 | -3453 | -3453 | -3453 | -3453 | -3453 | -3453 | -3453 | -3453 | -3453 | -3453 | -3453 | -3453 | -3453 | -3453 | -3453 | -3453 | -3453 | -3453 | -3453 | -3453 | -3453 | -3453 | -3453 | -3453 | -3453 | -3453 | -3453 | -3453 | -3453 | -3453 | -3453 | -3453 | -3453 | -3453 | -3453 | -3453 | -3453 | -3453 | -3453 | -3453 | -3453 | -3453 | -3453 | -3453 | -3453 | -3453 | -3453 | -3453 | -3453 | -3453 | -3453 | -3453 | -3453 | -3453 | -3453 | -3453 | -3453 | -3453 | -3453 | -3453 | -3453 | -3453 | -3453 | -3453 | -3453 | -3453 | -3453 | -3453 | -3453 | -3453 | -3453 | -3453 | -3453 | -3453 | -3453 | -3453 | -3453 | -3453 | -3453 | -3453 | -3453 | -3453 | -3453 | -3453 | -3453 | -3453 | -3453 | -3453 | -3453 | -3453 | -3453 | -3453 | -3453 | -3453 | -3453 | -3453 | -3453 | -3453 | -3453 | -3453 | -3453 | -3453 | -3453 | -3453 | -3453 | -3453 | -3453 | -3453 | -3453 | -3453 | -3453 | -3453 | -3453 | -3453 | -3453 | -3453 | -3453 | -3453 | -3453 | -3453 | -3453 | -3453 | -3453 | -3453 | -3453 | -3453 | -3453 | -3453 | -3453 | -3453 | -3453 | -3453 | -3453 | -3453 | -3453 | -3453 | -3453 | -3453 | -3453 | -3453 | -3453 | -3453 | -3453 | -3453 | -3453 | -3453 | -3453 | -3453 | -3453 | -3453 | -3453 | -3453 | -3453 | -3453 | -3453 | -3453 | -3453 | -3453 | -3453 | -3453 | -3453 | -3453 | -3453 | -3453 | -3453 | -3453 | -3453 | -3453 | -3453 | -3453 | -3453 | -3453 | -3453 | -3453 | -3453 | -3453 | -3453 | -3453 | -3453 | -3453 | -3453 | -3453 | -3453 | -3453 | -3453 | -3453 | -3453 | -3453 | -3453 | -3453 | -3453 | -3453 | -3453 | -3453 | -3453 | -3453 | -3453 | -3453 | -3453 | -3453 | -3453 | -3453 | -3453 | -3453 | -3453 | -3453 | -3453 | -3453 | -3453 | -3453 | -3453 | -3453 | -3453 | -3453 | -3453 | -3453 | -3453 | -3453 | -3453 | -3453 | -3453 | -3453 | -3453 | -3453 | -3453 | -3453 | -3453 | -3453 | -3453 | -3453 | -3453 | -3453 | -3453 | -3453 | -3453 | -3453 | -3453 | -3453 | -3453 | -3453 | -3453 | -3453 | -3453 | -3453 | -3453 | -3453 | -3453 | -3453 | -3453 | -3453 | -3453 | -3453 | -3453 | -3453 | -3453 | -3453 | -3453 | -3453 | -3453 | -3453 | -3453 | -3453 | -3453 | -3453 | -3453 | -3453 | -3453 | -3453 | -3453 | -3453 | -3453 | -3453 | -3453 | -3453 | -3453 | -3453 | -3453 | -3453 | -3453 | -3453 | -3453 | -3453 | -3453 | -3453 | -3453 | -3453 | -3453 | -3453 | -3453 | -3453 | -3453 | -3453 | -3453 | -3453 | -3453 | -3453 | -3453 | -3453 | -3453 | -3453 | -3453 | -3453 | -3453 | -3453 | -3453 | -3453 | -3453 | -3453 | -3453 | -3453 | -3453 | -3453 | -3453 | -3453 | -3453 | -3453 | -3453 | -3453 | -3453 | -3453 | -3453 | -3453 | -3453 | -3453 | -3453 | -3453 | -3453 | -3453 | -3453 | -3453 | -3453 | -3453 | -3453 | -3453 | -3453 | -3453 | -3453 | -3453 | -3453 | -3453 | -3453 | -3453 | -3453 | -3453 | -3453 | -3453 | -3453 | -3453 | -3453 | -3453 | -3453 | -3453 | -3453 | -3453 | -3453 | -3453 | -3453 | -3453 | -3453 | -3453 | -3453 | -3453 | -3453 | -3453 | -3453 | -3453 | -3453 | -3453 | -3453 | -3453 | -3453 | -3453 | -3453 | -3453 | -3453 | -3453 | -3453 | -3453 | -3453 | -3453 | -3453 | -3453 | -3453 | -3453 | -3453 | -3453 | -3453 | -3453 | -3453 | -3453 | -3453 | -3453 | -3453 | -3453 | -3453 | -3453 | -3453 | -3453 | -3453 | -3453 | -3453 | -3453 | -3453 | -3453 | -3453 | -3453 | -3453 | -3453 | -3453 | -3453 | -3453 | -3453 | -3453 | -3453 | -3453 | -3453 | -3453 | -3453 | -3453 | -3453 | -3453 | -3453 | -3453 | -3453 | -3453 | -3453 | -3453 | -3453 | -3453 | -3453 | -3453 | -3453 | -3453 | -3453 | -3453 | -3453 | -3453 | -3453 | -3453 | -3453 | -3453 | -3453 | -3453 | -3453 | -3453 | -3453 | -3453 | -3453 | -3453 | -3453 | -3453 | -3453 | -3453 | -3453 | -3453 | -3453 | -3453 | -3453 | -3453 | -3453 | -3453 | -3453 | -3453 | -3453 | -3453 | -3453 | -3453 | -3453 | -3453 | -3453 | -3453 | -3453 | -3453 | -3453 | -3453 | -3453 | -3453 | -3453 | -3453 | -3453 | -3453 | -3453 | -3453 | -3453 | -3453 | -3453 | -3453 | -3453 | -3453 | -3453 | -3453 | -3453 | -3453 | -3453 | -3453 | -3453 | -3453 | -3453 | -3453 | -3453 | -3453 | -3453 | -3453 | -3548 | -3648 | -3747 | -3854 | -3960 | -4071 | -4187 | -4302 | -4418 | -4532 | -4643 | -4753 | -4860 | -4964 | -5056 | -5117 | -5137 | -5118 | -5086 | -5049 | -5011 | -4973 | -4936 | -4903 | -4878 | -4860 | -4847 | -4831 | -4817 | -4801 | -4784 | -4771 | -4762 | -4757 | -4758 | -4764 | -4777 | -4794 | -4822 | -4871 | -4951 | -5069 | -5202 | -5341 | -5481 | -5626 | -5778 | -5938 | -6105 | -6274 | -6427 | -6542 | -6642 | -6729 | -6804 | -6865 | -6911 | -6946 | -6969 | -6984 | -6991 | -6992 | -6996 | -7014 | -7038 | -7059 | -7078 | -7095 | -7113 | -7126 | -7132 | -7126 | -7109 | -7084 | -7061 | -7063 | -7077 | -7099 | -7131 | -7171 | -7218 | -7270 | -7324 | -7378 | -7432 | -7486 | -7538 | -7575 | -7588 | -7583 | -7573 | -7556 | -7534 | -7511 | -7487 | -7464 | -7441 | -7422 | -7414 | -7414 | -7412 | -7412 | -7414 | -7418 | -7429 | -7447 | -7473 | -7506 | -7542 | -7579 | -7606 | -7610 | -7602 | -7578 | -7543 | -7502 | -7460 | -7415 | -7369 | -7325 | -7283 | -7242 | -7207 | -7179 | -7156 | -7136 | -7121 | -7107 | -7094 | -7080 | -7065 | -7051 | -7041 | -7035 | -7035 | -7022 | -6995 | -6941 | -6886 | -6836 | -6788 | -6743 | -6700 | -6654 | -6605 | -6555 | -6506 | -6453 | -6392 | -6326 | -6259 | -6190 | -6121 | -6051 | -5977 | -5899 | -5817 | -5733 | -5659 | -5620 | -5603 | -5604 | -5588 | -5549 | -5498 | -5441 | -5384 | -5331 | -5287 | -5250 | -5210 | -5159 | -5114 | -5074 | -5038 | -5003 | -4968 | -4935 | -4905 | -4878 | -4853 | -4830 | -4809 | -4785 | -4770 | -4771 | -4784 | -4804 | -4828 | -4853 | -4878 | -4900 | -4918 | -4934 | -4960 | -4998 | -5045 | -5096 | -5152 | -5209 | -5266 | -5323 | -5378 | -5430 | -5477 | -5521 | -5557 | -5573 | -5567 | -5528 | -5468 | -5395 | -5307 | -5207 | -5097 | -4981 | -4867 | -4759 | -4668 | -4588 | -4511 | -4438 | -4368 | -4303 | -4239 | -4177 | -4118 | -4060 | -4003 | -3947 | -3897 | -3866 | -3833 | -3803 | -3768 | -3725 | -3674 | -3618 | -3563 | -3510 | -3459 | -3453 | -3453 | -3453 | -3453 | -3453 | -3453 | -3453 | -3453 | -3453 | -3453 | -3453 | -3453 | -3453 | -3453 | -3453 | -3453 | -3453 | -3453 | -3453 | -3453 | -3453 | -3453 | -3453 | -3453 | -3453 | -3453 | -3453 | -3453 | -3453 | -3453 | -3453 | -3453 | -3453 | -3453 | -3453 | -3453 | -3453 | -3453 | -3453 | -3453 | -3453 | -3453 | -3453 | -3453 | -3453 | -3453 | -3453 | -3453 | -3453 | -3453 | -3453 | -3453 | -3453 | -3453 | -3453 | -3453 | -3453 | -3453 | -3453 | -3453 | -3453 | -3453 | -3453 | -3453 | -3453 | -3453 | -3453 | -3453 | -3453 | -3453 | -3453 | -3453 | -3453 | -3453 | -3453 | -3453 | -3453 | -3453 | -3453 | -3453 | -3453 | -3453 | -3453 | -3453 | -3453 | -3453 | -3453 | -3453 | -3453 | -3453 | -3453 | -3453 | -3453 | -3453 | -3453 | -3453 | -3453 | -3453 | -3453 | -3453 | -3453 | -3453 | -3453 | -3453 | -3453 | -3453 | -3453 | -3453 | -3453 | -3453 | -3453 | -3453 | -3453 | -3453 | -3453 | -3453 | -3453 | -3453 | -3453 | -3500 | -3561 | -3604 | -3624 | -3640 | -3653 | -3664 | -3674 | -3681 | -3685 | -3689 | -3692 | -3689 | -3682 | -3671 | -3685 | -3723 | -3795 | -3887 | -3987 | -4101 | -4231 | -4379 | -4541 | -4712 | -4879 | -5023 | -5165 | -5307 | -5449 | -5590 | -5732 | -5876 | -6023 | -6169 | -6313 | -6457 | -6598 | -6732 | -6854 | -6955 | -7048 | -7144 | -7234 | -7305 | -7355 | -7385 | -7399 | -7401 | -7403 | -7436 | -7470 | -7500 | -7534 | -7576 | -7623 | -7672 | -7722 | -7771 | -7819 | -7866 | -7913 | -7960 | -7981 | -7990 | -7961 | -7907 | -7840 | -7765 | -7682 | -7593 | -7501 | -7409 | -7331 | -7277 | -7222 | -7164 | -7098 | -7019 | -6929 | -6831 | -6726 | -6614 | -6497 | -6378 | -6258 | -6142 | -6047 | -5960 | -5897 | -5826 | -5744 | -5658 | -5576 | -5499 | -5425 | -5353 | -5279 | -5175 | -5065 | -4960 | -4859 | -4762 | -4671 | -4589 | -4516 | -4453 | -4398 | -4356 | -4326 | -4308 | -4293 | -4275 | -4247 | -4221 | -4205 | -4197 | -4189 | -4181 | -4172 | -4165 | -4156 | -4164 | -4178 | -4197 | -4218 | -4238 | -4253 | -4262 | -4268 | -4275 | -4278 | -4273 | -4259 | -4238 | -4232 | -4238 | -4265 | -4304 | -4357 | -4418 | -4489 | -4569 | -4655 | -4744 | -4830 | -4889 | -4938 | -4980 | -5016 | -5049 | -5081 | -5113 | -5142 | -5168 | -5191 | -5214 | -5236 | -5259 | -5290 | -5337 | -5408 | -5517 | -5641 | -5775 | -5914 | -6053 | -6190 | -6322 | -6443 | -6550 | -6655 | -6757 | -6859 | -6960 | -7060 | -7158 | -7254 | -7350 | -7448 | -7548 | -7648 | -7746 | -7826 | -7878 | -7897 | -7893 | -7876 | -7851 | -7818 | -7781 | -7741 | -7703 | -7676 | -7705 | -7754 | -7808 | -7866 | -7931 | -8001 | -8076 | -8155 | -8236 | -8318 | -8404 | -8487 | -8566 | -8632 | -8690 | -8729 | -8744 | -8747 | -8744 | -8741 | -8740 | -8740 | -8743 | -8749 | -8746 | -8733 | -8718 | -8703 | -8688 | -8673 | -8658 | -8641 | -8620 | -8593 | -8558 | -8521 | -8487 | -8467 | -8463 | -8473 | -8491 | -8514 | -8539 | -8564 | -8588 | -8609 | -8631 | -8652 | -8674 | -8694 | -8711 | -8727 | -8743 | -8758 | -8774 | -8794 | -8822 | -8861 | -8908 | -8960 | -9010 | -9050 | -9077 | -9088 | -9100 | -9121 | -9146 | -9174 | -9203 | -9231 | -9258 | -9289 | -9326 | -9370 | -9424 | -9480 | -9539 | -9601 | -9665 | -9730 | -9793 | -9851 | -9907 | -9964 | -10026 | -10091 | -10145 | -10202 | -10226 | -10226 | -10212 | -10188 | -10157 | -10122 | -10086 | -10066 | -10052 | -10036 | -10026 | -10024 | -10024 | -10022 | -10013 | -9996 | -9972 | -9941 | -9908 | -9879 | -9854 | -9834 | -9802 | -9766 | -9714 | -9649 | -9572 | -9485 | -9390 | -9291 | -9193 | -9114 | -9039 | -8967 | -8899 | -8836 | -8778 | -8725 | -8675 | -8630 | -8590 | -8554 | -8515 | -8469 | -8417 | -8365 | -8316 | -8274 | -8240 | -8187 | -8129 | -8069 | -8011 | -7959 | -7915 | -7878 | -7831 | -7772 | -7694 | -7592 | -7468 | -7331 | -7188 | -7037 | -6881 | -6723 | -6567 | -6413 | -6261 | -6119 | -6003 | -5884 | -5779 | -5688 | -5606 | -5534 | -5474 | -5418 | -5361 | -5297 | -5225 | -5153 | -5089 | -5035 | -4993 | -4964 | -4942 | -4928 | -4919 | -4913 | -4907 | -4902 | -4893 | -4889 | -4899 | -4942 | -4997 | -5066 | -5146 | -5232 | -5321 | -5411 | -5497 | -5569 | -5641 | -5718 | -5799 | -5883 | -5967 | -6048 | -6123 | -6197 | -6269 | -6338 | -6404 | -6469 | -6536 | -6603 | -6652 | -6680 | -6706 | -6742 | -6785 | -6832 | -6883 | -6939 | -7000 | -7052 | -7073 | -7081 | -7084 | -7085 | -7086 | -7089 | -7097 | -7110 | -7128 | -7155 | -7192 | -7239 | -7296 | -7376 | -7503 | -7663 | -7865 | -8079 | -8289 | -8490 | -8683 | -8869 | -9051 | -9226 | -9409 | -9598 | -9790 | -9982 | -10171 | -10356 | -10538 | -10716 | -10889 | -11056 | -11218 | -11374 | -11522 | -11660 | -11774 | -11850 | -11883 | -11887 | -11881 | -11873 | -11867 | -11862 | -11858 | -11870 | -11904 | -11934 | -11966 | -12006 | -12055 | -12113 | -12179 | -12251 | -12329 | -12411 | -12496 | -12582 | -12672 | -12761 | -12848 | -12934 | -13003 | -13075 | -13155 | -13239 | -13325 | -13410 | -13494 | -13575 | -13645 | -13713 | -13776 | -13829 | -13873 | -13914 | -13957 | -14002 | -14047 | -14092 | -14138 | -14185 | -14229 | -14266 | -14292 | -14318 | -14343 | -14367 | -14389 | -14406 | -14420 | -14433 | -14447 | -14473 | -14517 | -14566 | -14618 | -14672 | -14726 | -14777 | -14819 | -14855 | -14886 | -14913 | -14937 | -14957 | -14972 | -14986 | -15004 | -15026 | -15061 | -15109 | -15170 | -15240 | -15317 | -15396 | -15472 | -15518 | -15528 | -15529 | -15525 | -15518 | -15508 | -15497 | -15487 | -15476 | -15463 | -15448 | -15430 | -15407 | -15379 | -15355 | -15353 | -15387 | -15468 | -15566 | -15671 | -15781 | -15894 | -16009 | -16120 | -16214 | -16277 | -16332 | -16375 | -16405 | -16421 | -16425 | -16413 | -16388 | -16353 | -16309 | -16259 | -16205 | -16151 | -16098 | -16045 | -15992 | -15939 | -15885 | -15829 | -15765 | -15690 | -15605 | -15516 | -15438 | -15384 | -15334 | -15287 | -15243 | -15200 | -15154 | -15104 | -15048 | -14989 | -14926 | -14861 | -14795 | -14730 | -14668 | -14611 | -14558 | -14504 | -14442 | -14371 | -14300 | -14232 | -14168 | -14108 | -14048 | -13966 | -13879 | -13793 | -13707 | -13624 | -13547 | -13483 | -13433 | -13396 | -13368 | -13348 | -13332 | -13315 | -13297 | -13281 | -13269 | -13262 | -13258 | -13256 | -13252 | -13244 | -13235 | -13224 | -13193 | -13143 | -13083 | -13014 | -12937 | -12854 | -12766 | -12674 | -12574 | -12467 | -12352 | -12231 | -12107 | -11984 | -11865 | -11742 | -11622 | -11500 | -11365 | -11211 | -11042 | -10862 | -10674 | -10489 | -10349 | -10237 | -10136 | -10049 | -9978 | -9918 | -9865 | -9813 | -9765 | -9721 | -9680 | -9642 | -9608 | -9575 | -9540 | -9506 | -9477 | -9459 | -9457 | -9479 | -9522 | -9579 | -9647 | -9717 | -9764 | -9799 | -9833 | -9860 | -9884 | -9907 | -9928 | -9951 | -9976 | -10003 | -10032 | -10065 | -10100 | -10134 | -10171 | -10216 | -10262 | -10304 | -10345 | -10389 | -10437 | -10490 | -10548 | -10607 | -10675 | -10756 | -10843 | -10929 | -11012 | -11092 | -11170 | -11246 | -11322 | -11396 | -11468 | -11536 | -11601 | -11669 | -11734 | -11787 | -11825 | -11846 | -11855 | -11861 | -11863 | -11863 | -11860 | -11855 | -11863 | -11873 | -11880 | -11887 | -11896 | -11905 | -11912 | -11918 | -11919 | -11918 | -11917 | -11918 | -11918 | -11913 | -11904 | -11905 | -11921 | -11962 | -12024 | -12095 | -12169 | -12243 | -12315 | -12380 | -12421 | -12444 | -12462 | -12476 | -12486 | -12493 | -12500 | -12504 | -12505 | -12500 | -12490 | -12472 | -12451 | -12427 | -12404 | -12387 | -12374 | -12365 | -12351 | -12331 | -12308 | -12286 | -12267 | -12252 | -12247 | -12248 | -12250 | -12252 | -12256 | -12260 | -12265 | -12275 | -12290 | -12308 | -12330 | -12354 | -12381 | -12409 | -12439 | -12464 | -12480 | -12475 | -12446 | -12400 | -12347 | -12295 | -12242 | -12196 | -12173 | -12158 | -12145 | -12131 | -12112 | -12082 | -12043 | -11994 | -11938 | -11878 | -11814 | -11743 | -11667 | -11585 | -11499 | -11409 | -11313 | -11222 | -11145 | -11084 | -11032 | -10984 | -10937 | -10885 | -10802 | -10713 | -10630 | -10558 | -10501 | -10467 | -10456 | -10462 | -10477 | -10495 | -10515 | -10541 | -10577 | -10620 | -10671 | -10720 | -10767 | -10808 | -10843 | -10863 | -10863 | -10843 | -10816 | -10801 | -10839 | -10897 | -10968 | -11048 | -11131 | -11214 | -11291 | -11363 | -11432 | -11501 | -11570 | -11638 | -11703 | -11765 | -11821 | -11871 | -11920 | -11969 | -12015 | -12061 | -12115 | -12178 | -12247 | -12305 | -12311 | -12288 | -12246 | -12187 | -12114 | -12029 | -11938 | -11849 | -11765 | -11688 | -11618 | -11555 | -11499 | -11451 | -11410 | -11388 | -11387 | -11397 | -11393 | -11382 | -11368 | -11352 | -11338 | -11343 | -11412 | -11503 | -11606 | -11719 | -11841 | -11972 | -12111 | -12253 | -12399 | -12548 | -12699 | -12853 | -13004 | -13153 | -13300 | -13419 | -13493 | -13536 | -13563 | -13577 | -13577 | -13570 | -13559 | -13560 | -13571 | -13581 | -13591 | -13604 | -13620 | -13638 | -13656 | -13671 | -13682 | -13691 | -13696 | -13699 | -13703 | -13707 | -13714 | -13721 | -13730 | -13741 | -13746 | -13743 | -13738 | -13732 | -13726 | -13718 | -13689 | -13651 | -13618 | -13586 | -13552 | -13515 | -13472 | -13427 | -13380 | -13332 | -13281 | -13228 | -13176 | -13124 | -13069 | -13030 | -12998 | -12971 | -12965 | -12977 | -12999 | -13028 | -13058 | -13084 | -13095 | -13094 | -13083 | -13062 | -13038 | -13014 | -12989 | -12959 | -12923 | -12882 | -12838 | -12792 | -12743 | -12694 | -12644 | -12595 | -12566 | -12551 | -12534 | -12512 | -12482 | -12444 | -12401 | -12370 | -12364 | -12375 | -12395 | -12422 | -12457 | -12500 | -12551 | -12611 | -12679 | -12753 | -12828 | -12899 | -12963 | -13019 | -13075 | -13140 | -13202 | -13258 | -13314 | -13367 | -13410 | -13446 | -13477 | -13509 | -13549 | -13576 | -13595 | -13609 | -13616 | -13615 | -13607 | -13591 | -13568 | -13542 | -13515 | -13492 | -13473 | -13460 | -13449 | -13418 | -13354 | -13275 | -13173 | -13061 | -12958 | -12871 | -12803 | -12748 | -12681 | -12624 | -12575 | -12531 | -12491 | -12452 | -12414 | -12384 | -12365 | -12357 | -12363 | -12381 | -12407 | -12442 | -12483 | -12534 | -12598 | -12661 | -12728 | -12795 | -12857 | -12910 | -12952 | -12998 | -13044 | -13083 | -13120 | -13154 | -13186 | -13219 | -13255 | -13290 | -13321 | -13347 | -13365 | -13379 | -13390 | -13402 | -13414 | -13426 | -13436 | -13454 | -13475 | -13496 | -13510 | -13519 | -13527 | -13539 | -13554 | -13580 | -13614 | -13651 | -13691 | -13736 | -13783 | -13834 | -13890 | -13949 | -14011 | -14070 | -14120 | -14159 | -14189 | -14217 | -14253 | -14290 | -14336 | -14394 | -14460 | -14537 | -14616 | -14688 | -14748 | -14791 | -14829 | -14866 | -14900 | -14927 | -14938 | -14931 | -14906 | -14868 | -14820 | -14769 | -14720 | -14675 | -14631 | -14598 | -14580 | -14583 | -14613 | -14667 | -14738 | -14821 | -14904 | -14965 | -15010 | -15050 | -15083 | -15106 | -15119 | -15127 | -15138 | -15155 | -15175 | -15199 | -15223 | -15244 | -15265 | -15284 | -15306 | -15330 | -15346 | -15350 | -15342 | -15326 | -15303 | -15274 | -15248 | -15216 | -15167 | -15115 | -15063 | -15011 | -14956 | -14895 | -14827 | -14751 | -14666 | -14571 | -14465 | -14350 | -14226 | -14093 | -13949 | -13796 | -13658 | -13540 | -13438 | -13351 | -13270 | -13185 | -13086 | -12979 | -12867 | -12736 | -12583 | -12414 | -12233 | -12042 | -11843 | -11639 | -11430 | -11214 | -10992 | -10767 | -10542 | -10319 | -10102 | -9898 | -9706 | -9521 | -9347 | -9186 | -9045 | -8923 | -8821 | -8724 | -8647 | -8609 | -8612 | -8647 | -8711 | -8804 | -8919 | -9049 | -9195 | -9355 | -9526 | -9701 | -9879 | -10056 | -10230 | -10400 | -10569 | -10738 | -10897 | -11036 | -11145 | -11228 | -11291 | -11330 | -11323 | -11278 | -11200 | -11098 | -10976 | -10836 | -10685 | -10530 | -10373 | -10212 | -10055 | -9904 | -9757 | -9617 | -9480 | -9350 | -9229 | -9120 | -9029 | -8960 | -8912 | -8874 | -8834 | -8782 | -8715 | -8645 | -8573 | -8497 | -8418 | -8339 | -8261 | -8181 | -8100 | -8023 | -7948 | -7875 | -7806 | -7737 | -7667 | -7597 | -7526 | -7457 | -7391 | -7329 | -7270 | -7218 | -7180 | -7163 | -7170 | -7188 | -7215 | -7247 | -7285 | -7326 | -7370 | -7420 | -7478 | -7547 | -7626 | -7712 | -7802 | -7898 | -7999 | -8104 | -8203 | -8293 | -8371 | -8445 | -8520 | -8600 | -8681 | -8759 | -8829 | -8904 | -8988 | -9087 | -9204 | -9343 | -9498 | -9657 | -9814 | -9965 | -10108 | -10246 | -10381 | -10511 | -10634 | -10751 | -10864 | -10973 | -11070 | -11151 | -11216 | -11269 | -11317 | -11383 | -11462 | -11526 | -11573 | -11600 | -11605 | -11582 | -11539 | -11485 | -11423 | -11355 | -11288 | -11228 | -11177 | -11141 | -11125 | -11133 | -11156 | -11184 | -11221 | -11270 | -11333 | -11409 | -11492 | -11563 | -11625 | -11698 | -11782 | -11872 | -11968 | -12070 | -12175 | -12285 | -12398 | -12513 | -12624 | -12728 | -12822 | -12898 | -12955 | -12993 | -13025 | -13066 | -13125 | -13201 | -13286 | -13373 | -13450 | -13502 | -13523 | -13526 | -13514 | -13491 | -13458 | -13416 | -13368 | -13320 | -13279 | -13248 | -13227 | -13217 | -13215 | -13221 | -13233 | -13247 | -13247 | -13228 | -13192 | -13144 | -13082 | -13010 | -12941 | -12904 | -12898 | -12898 | -12898 | -12895 | -12890 | -12884 | -12876 | -12863 | -12839 | -12806 | -12762 | -12706 | -12638 | -12558 | -12470 | -12379 | -12299 | -12231 | -12172 | -12117 | -12064 | -12013 | -11956 | -11877 | -11781 | -11682 | -11586 | -11496 | -11409 | -11322 | -11232 | -11136 | -11036 | -10927 | -10808 | -10684 | -10557 | -10429 | -10304 | -10182 | -10056 | -9923 | -9794 | -9683 | -9591 | -9520 | -9472 | -9443 | -9432 | -9441 | -9468 | -9511 | -9566 | -9632 | -9708 | -9794 | -9891 | -9999 | -10117 | -10239 | -10362 | -10478 | -10584 | -10676 | -10759 | -10834 | -10893 | -10924 | -10929 | -10922 | -10909 | -10896 | -10879 | -10856 | -10827 | -10792 | -10753 | -10714 | -10677 | -10642 | -10606 | -10571 | -10538 | -10511 | -10492 | -10490 | -10509 | -10551 | -10619 | -10712 | -10824 | -10948 | -11080 | -11214 | -11348 | -11483 | -11622 | -11758 | -11894 | -12026 | -12158 | -12289 | -12419 | -12549 | -12681 | -12814 | -12952 | -13093 | -13235 | -13372 | -13500 | -13620 | -13731 | -13838 | -13942 | -14048 | -14153 | -14254 | -14350 | -14450 | -14550 | -14646 | -14740 | -14835 | -14932 | -15030 | -15128 | -15225 | -15319 | -15406 | -15487 | -15562 | -15634 | -15706 | -15777 | -15848 | -15917 | -15983 | -16046 | -16108 | -16169 | -16229 | -16288 | -16342 | -16397 | -16454 | -16512 | -16572 | -16633 | -16694 | -16759 | -16827 | -16903 | -16986 | -17077 | -17175 | -17279 | -17387 | -17498 | -17609 | -17706 | -17779 | -17826 | -17849 | -17866 | -17882 | -17911 | -17977 | -18049 | -18119 | -18186 | -18247 | -18303 | -18357 | -18408 | -18456 | -18500 | -18538 | -18569 | -18594 | -18616 | -18635 | -18657 | -18678 | -18697 | -18710 | -18721 | -18738 | -18759 | -18781 | -18803 | -18832 | -18867 | -18905 | -18948 | -18994 | -19042 | -19091 | -19140 | -19189 | -19238 | -19287 | -19335 | -19381 | -19425 | -19463 | -19496 | -19524 | -19546 | -19562 | -19570 | -19571 | -19568 | -19565 | -19567 | -19560 | -19539 | -19511 | -19479 | -19445 | -19409 | -19370 | -19326 | -19278 | -19224 | -19163 | -19100 | -19036 | -18972 | -18907 | -18841 | -18776 | -18726 | -18693 | -18683 | -18685 | -18690 | -18699 | -18703 | -18695 | -18685 | -18675 | -18663 | -18648 | -18630 | -18611 | -18591 | -18568 | -18547 | -18534 | -18527 | -18524 | -18524 | -18526 | -18531 | -18540 | -18546 | -18550 | -18549 | -18549 | -18547 | -18544 | -18544 | -18555 | -18574 | -18598 | -18626 | -18660 | -18699 | -18743 | -18794 | -18853 | -18917 | -18981 | -19042 | -19099 | -19149 | -19194 | -19235 | -19268 | -19298 | -19326 | -19351 | -19374 | -19397 | -19419 | -19433 | -19429 | -19410 | -19377 | -19329 | -19270 | -19198 | -19114 | -19019 | -18914 | -18800 | -18681 | -18562 | -18446 | -18336 | -18232 | -18134 | -18044 | -17966 | -17898 | -17835 | -17770 | -17705 | -17643 | -17579 | -17487 | -17384 | -17287 | -17196 | -17111 | -17032 | -16953 | -16869 | -16778 | -16677 | -16565 | -16439 | -16298 | -16148 | -15992 | -15836 | -15683 | -15543 | -15416 | -15308 | -15219 | -15145 | -15077 | -15012 | -14960 | -14927 | -14902 | -14886 | -14876 | -14875 | -14881 | -14898 | -14927 | -14963 | -15005 | -15054 | -15107 | -15160 | -15208 | -15249 | -15286 | -15327 | -15380 | -15441 | -15494 | -15532 | -15555 | -15563 | -15556 | -15541 | -15527 | -15515 | -15504 | -15493 | -15487 | -15491 | -15501 | -15518 | -15542 | -15575 | -15613 | -15654 | -15699 | -15743 | -15779 | -15800 | -15805 | -15804 | -15800 | -15796 | -15790 | -15784 | -15779 | -15763 | -15737 | -15701 | -15658 | -15606 | -15545 | -15471 | -15390 | -15306 | -15223 | -15138 | -15055 | -14976 | -14906 | -14846 | -14797 | -14749 | -14690 | -14623 | -14545 | -14459 | -14372 | -14305 | -14278 | -14271 | -14271 | -14276 | -14288 | -14310 | -14341 | -14380 | -14423 | -14468 | -14513 | -14564 | -14623 | -14686 | -14749 | -14809 | -14867 | -14920 | -14973 | -15015 | -15050 | -15085 | -15119 | -15142 | -15136 | -15119 | -15098 | -15074 | -15045 | -15011 | -14972 | -14932 | -14890 | -14850 | -14815 | -14781 | -14746 | -14710 | -14673 | -14636 | -14600 | -14571 | -14551 | -14537 | -14518 | -14490 | -14460 | -14437 | -14428 | -14425 | -14423 | -14420 | -14420 | -14419 | -14416 | -14409 | -14396 | -14376 | -14351 | -14319 | -14283 | -14248 | -14217 | -14191 | -14171 | -14152 | -14121 | -14076 | -14024 | -13973 | -13927 | -13884 | -13845 | -13822 | -13816 | -13823 | -13834 | -13847 | -13860 | -13867 | -13866 | -13859 | -13844 | -13819 | -13783 | -13737 | -13683 | -13621 | -13552 | -13481 | -13417 | -13375 | -13360 | -13363 | -13374 | -13388 | -13408 | -13417 | -13417 | -13411 | -13400 | -13387 | -13373 | -13367 | -13374 | -13394 | -13427 | -13474 | -13533 | -13600 | -13674 | -13755 | -13842 | -13932 | -14027 | -14122 | -14210 | -14293 | -14370 | -14440 | -14502 | -14561 | -14617 | -14673 | -14732 | -14793 | -14859 | -14927 | -14995 | -15062 | -15127 | -15191 | -15254 | -15317 | -15375 | -15429 | -15478 | -15525 | -15573 | -15625 | -15686 | -15755 | -15826 | -15888 | -15916 | -15922 | -15913 | -15891 | -15858 | -15818 | -15770 | -15719 | -15666 | -15612 | -15560 | -15507 | -15454 | -15405 | -15358 | -15317 | -15284 | -15257 | -15237 | -15222 | -15200 | -15167 | -15130 | -15118 | -15164 | -15237 | -15330 | -15439 | -15564 | -15706 | -15861 | -16021 | -16185 | -16349 | -16513 | -16677 | -16840 | -17000 | -17157 | -17310 | -17453 | -17580 | -17685 | -17760 | -17819 | -17875 | -17937 | -17990 | -18005 | -18002 | -17981 | -17943 | -17884 | -17802 | -17701 | -17585 | -17457 | -17321 | -17178 | -17029 | -16876 | -16718 | -16556 | -16387 | -16217 | -16057 | -15913 | -15796 | -15707 | -15634 | -15563 | -15483 | -15407 | -15342 | -15288 | -15246 | -15219 | -15206 | -15206 | -15216 | -15236 | -15263 | -15296 | -15334 | -15375 | -15414 | -15450 | -15482 | -15506 | -15525 | -15545 | -15565 | -15586 | -15606 | -15621 | -15627 | -15615 | -15604 | -15602 | -15606 | -15611 | -15618 | -15627 | -15637 | -15647 | -15659 | -15676 | -15698 | -15728 | -15767 | -15819 | -15884 | -15965 | -16052 | -16131 | -16203 | -16269 | -16335 | -16410 | -16509 | -16636 | -16760 | -16876 | -16987 | -17093 | -17196 | -17297 | -17398 | -17499 | -17597 | -17691 | -17777 | -17853 | -17916 | -17967 | -18008 | -18036 | -18056 | -18076 | -18101 | -18127 | -18153 | -18178 | -18195 | -18197 | -18192 | -18184 | -18176 | -18171 | -18165 | -18157 | -18148 | -18139 | -18131 | -18123 | -18116 | -18112 | -18113 | -18117 | -18126 | -18140 | -18154 | -18156 | -18143 | -18114 | -18077 | -18034 | -17997 | -17976 | -17962 | -17949 | -17937 | -17921 | -17897 | -17864 | -17823 | -17774 | -17720 | -17662 | -17601 | -17536 | -17471 | -17405 | -17338 | -17268 | -17197 | -17134 | -17078 | -17034 | -16996 | -16959 | -16897 | -16797 | -16678 | -16545 | -16399 | -16242 | -16084 | -15925 | -15765 | -15605 | -15443 | -15280 | -15119 | -14962 | -14811 | -14663 | -14520 | -14382 | -14256 | -14144 | -14043 | -13947 | -13849 | -13748 | -13648 | -13557 | -13472 | -13393 | -13321 | -13256 | -13201 | -13154 | -13116 | -13085 | -13062 | -13046 | -13033 | -13019 | -13002 | -12983 | -12962 | -12943 | -12923 | -12902 | -12879 | -12853 | -12822 | -12790 | -12769 | -12777 | -12797 | -12819 | -12844 | -12873 | -12905 | -12939 | -12974 | -13009 | -13044 | -13078 | -13109 | -13142 | -13178 | -13220 | -13266 | -13314 | -13364 | -13412 | -13451 | -13476 | -13492 | -13507 | -13528 | -13554 | -13588 | -13638 | -13704 | -13782 | -13869 | -13964 | -14063 | -14164 | -14266 | -14369 | -14472 | -14574 | -14672 | -14768 | -14860 | -14945 | -15017 | -15073 | -15120 | -15172 | -15235 | -15303 | -15360 | -15391 | -15408 | -15408 | -15389 | -15355 | -15309 | -15255 | -15190 | -15119 | -15042 | -14956 | -14857 | -14742 | -14611 | -14465 | -14308 | -14145 | -13991 | -13851 | -13728 | -13624 | -13529 | -13436 | -13343 | -13251 | -13155 | -13053 | -12946 | -12832 | -12708 | -12575 | -12439 | -12299 | -12160 | -12031 | -11917 | -11823 | -11749 | -11694 | -11661 | -11647 | -11638 | -11618 | -11577 | -11508 | -11422 | -11334 | -11258 | -11200 | -11159 | -11135 | -11129 | -11142 | -11176 | -11231 | -11306 | -11404 | -11515 | -11633 | -11753 | -11874 | -11996 | -12116 | -12232 | -12338 | -12448 | -12579 | -12736 | -12910 | -13087 | -13253 | -13416 | -13586 | -13751 | -13903 | -14045 | -14178 | -14296 | -14398 | -14481 | -14542 | -14588 | -14620 | -14643 | -14657 | -14667 | -14673 | -14676 | -14674 | -14664 | -14637 | -14594 | -14543 | -14487 | -14435 | -14381 | -14326 | -14278 | -14240 | -14201 | -14159 | -14116 | -14073 | -14032 | -13991 | -13949 | -13904 | -13855 | -13795 | -13720 | -13631 | -13533 | -13429 | -13315 | -13194 | -13066 | -12936 | -12808 | -12681 | -12545 | -12387 | -12226 | -12068 | -11920 | -11783 | -11659 | -11545 | -11443 | -11354 | -11277 | -11217 | -11175 | -11156 | -11165 | -11196 | -11244 | -11304 | -11375 | -11453 | -11540 | -11628 | -11715 | -11803 | -11893 | -11982 | -12064 | -12141 | -12214 | -12284 | -12348 | -12407 | -12459 | -12503 | -12537 | -12564 | -12579 | -12586 | -12585 | -12572 | -12553 | -12534 | -12521 | -12517 | -12527 | -12561 | -12617 | -12688 | -12769 | -12867 | -12980 | -13103 | -13241 | -13393 | -13557 | -13732 | -13914 | -14103 | -14300 | -14505 | -14718 | -14936 | -15156 | -15383 | -15616 | -15852 | -16087 | -16316 | -16532 | -16736 | -16931 | -17123 | -17323 | -17544 | -17768 | -17987 | -18199 | -18407 | -18608 | -18803 | -18994 | -19181 | -19361 | -19533 | -19696 | -19852 | -19998 | -20131 | -20254 | -20363 | -20460 | -20546 | -20627 | -20710 | -20795 | -20880 | -20958 | -21024 | -21084 | -21135 | -21179 | -21214 | -21246 | -21274 | -21303 | -21337 | -21377 | -21426 | -21485 | -21554 | -21635 | -21729 | -21836 | -21954 | -22073 | -22189 | -22282 | -22346 | -22385 | -22407 | -22426 | -22450 | -22482 | -22525 | -22578 | -22642 | -22717 | -22802 | -22892 | -22982 | -23071
year | CY | Max demand | Total cap | peak power vs demand
2040 | 1987 | 35397 | 45113.4856 | 1.2745 | -18200 | -18046 | -17909 | -17792 | -17690 | -17600 | -17524 | -17460 | -17411 | -17378 | -17359 | -17353 | -17354 | -17362 | -17382 | -17424 | -17492 | -17589 | -17713 | -17863 | -18038 | -18240 | -18469 | -18720 | -18989 | -19270 | -19561 | -19860 | -20167 | -20480 | -20797 | -21113 | -21419 | -21712 | -21990 | -22256 | -22516 | -22778 | -23044 | -23314 | -23579 | -23835 | -24083 | -24327 | -24565 | -24797 | -25023 | -25244 | -25464 | -25683 | -25903 | -26120 | -26334 | -26549 | -26763 | -26967 | -27131 | -27234 | -27298 | -27334 | -27348 | -27349 | -27346 | -27332 | -27303 | -27256 | -27188 | -27095 | -26975 | -26827 | -26650 | -26447 | -26219 | -25972 | -25712 | -25442 | -25164 | -24879 | -24591 | -24315 | -24085 | -23924 | -23818 | -23754 | -23722 | -23710 | -23709 | -23727 | -23765 | -23817 | -23880 | -23955 | -24039 | -24125 | -24208 | -24287 | -24361 | -24421 | -24466 | -24491 | -24501 | -24495 | -24471 | -24429 | -24372 | -24301 | -24213 | -24105 | -23972 | -23808 | -23604 | -23356 | -23071 | -22757 | -22426 | -22082 | -21729 | -21380 | -21045 | -20723 | -20417 | -20132 | -19869 | -19633 | -19425 | -19245 | -19092 | -18965 | -18854 | -18756 | -18674 | -18610 | -18570 | -18562 | -18600 | -18686 | -18815 | -18984 | -19185 | -19413 | -19669 | -19955 | -20268 | -20602 | -20960 | -21345 | -21757 | -22196 | -22661 | -23148 | -23658 | -24186 | -24726 | -25267 | -25803 | -26327 | -26841 | -27351 | -27866 | -28389 | -28914 | -29437 | -29959 | -30479 | -30987 | -31468 | -31917 | -32340 | -32734 | -33096 | -33421 | -33700 | -33933 | -34117 | -34254 | -34339 | -34361 | -34307 | -34202 | -34072 | -33924 | -33767 | -33603 | -33421 | -33212 | -32973 | -32704 | -32406 | -32086 | -31757 | -31422 | -31078 | -30721 | -30355 | -29980 | -29602 | -29222 | -28845 | -28475 | -28122 | -27817 | -27587 | -27410 | -27266 | -27145 | -27032 | -26913 | -26802 | -26718 | -26668 | -26650 | -26667 | -26718 | -26798 | -26908 | -27050 | -27225 | -27429 | -27658 | -27908 | -28180 | -28467 | -28768 | -29073 | -29356 | -29610 | -29847 | -30073 | -30291 | -30505 | -30724 | -30949 | -31165 | -31366 | -31554 | -31727 | -31884 | -32030 | -32165 | -32289 | -32403 | -32513 | -32623 | -32732 | -32836 | -32937 | -33036 | -33137 | -33256 | -33396 | -33545 | -33699 | -33853 | -33998 | -34118 | -34204 | -34269 | -34320 | -34362 | -34393 | -34411 | -34418 | -34414 | -34400 | -34375 | -34341 | -34298 | -34247 | -34188 | -34122 | -34047 | -33967 | -33892 | -33823 | -33761 | -33702 | -33642 | -33579 | -33511 | -33441 | -33374 | -33312 | -33259 | -33220 | -33197 | -33190 | -33189 | -33190 | -33192 | -33196 | -33201 | -33204 | -33210 | -33226 | -33252 | -33279 | -33290 | -33277 | -33241 | -33190 | -33133 | -33085 | -33078 | -33116 | -33178 | -33253 | -33332 | -33407 | -33474 | -33540 | -33614 | -33700 | -33801 | -33912 | -34034 | -34162 | -34294 | -34428 | -34566 | -34706 | -34828 | -34925 | -35001 | -35057 | -35099 | -35137 | -35181 | -35235 | -35286 | -35328 | -35361 | -35383 | -35397 | -35397 | -35384 | -35356 | -35312 | -35253 | -35180 | -35097 | -35005 | -34899 | -34774 | -34632 | -34491 | -34356 | -34226 | -34104 | -33989 | -33869 | -33715 | -33519 | -33305 | -33086 | -32868 | -32653 | -32441 | -32231 | -32019 | -31805 | -31592 | -31382 | -31174 | -30969 | -30770 | -30577 | -30393 | -30222 | -30075 | -29958 | -29857 | -29769 | -29687 | -29607 | -29528 | -29460 | -29402 | -29351 | -29306 | -29271 | -29247 | -29232 | -29227 | -29230 | -29244 | -29272 | -29315 | -29371 | -29442 | -29525 | -29619 | -29709 | -29781 | -29838 | -29874 | -29892 | -29900 | -29906 | -29929 | -29971 | -30018 | -30063 | -30104 | -30136 | -30162 | -30185 | -30206 | -30228 | -30246 | -30254 | -30254 | -30247 | -30234 | -30215 | -30192 | -30170 | -30146 | -30109 | -30068 | -30025 | -29979 | -29932 | -29870 | -29792 | -29709 | -29626 | -29548 | -29474 | -29400 | -29322 | -29233 | -29135 | -29029 | -28920 | -28812 | -28705 | -28602 | -28503 | -28408 | -28317 | -28233 | -28164 | -28111 | -28070 | -28037 | -28011 | -27998 | -28004 | -28020 | -28046 | -28082 | -28134 | -28201 | -28286 | -28388 | -28502 | -28629 | -28763 | -28905 | -29051 | -29200 | -29350 | -29499 | -29640 | -29760 | -29856 | -29930 | -29989 | -30038 | -30083 | -30150 | -30250 | -30367 | -30483 | -30590 | -30683 | -30759 | -30822 | -30877 | -30923 | -30957 | -30984 | -31003 | -31013 | -31012 | -31001 | -30979 | -30949 | -30932 | -30932 | -30942 | -30952 | -30954 | -30937 | -30877 | -30771 | -30641 | -30490 | -30317 | -30120 | -29904 | -29668 | -29413 | -29145 | -28868 | -28583 | -28288 | -27987 | -27680 | -27370 | -27063 | -26770 | -26496 | -26247 | -26024 | -25826 | -25649 | -25492 | -25353 | -25221 | -25093 | -24976 | -24876 | -24797 | -24737 | -24684 | -24631 | -24574 | -24510 | -24438 | -24354 | -24259 | -24152 | -24035 | -23906 | -23771 | -23639 | -23507 | -23381 | -23259 | -23141 | -23025 | -22893 | -22737 | -22571 | -22406 | -22248 | -22098 | -21956 | -21831 | -21728 | -21649 | -21599 | -21584 | -21611 | -21682 | -21792 | -21939 | -22119 | -22309 | -22490 | -22662 | -22827 | -22985 | -23143 | -23307 | -23492 | -23696 | -23905 | -24116 | -24324 | -24527 | -24715 | -24867 | -24972 | -25034 | -25061 | -25049 | -24991 | -24883 | -24732 | -24541 | -24309 | -24056 | -23804 | -23559 | -23326 | -23104 | -22881 | -22641 | -22356 | -22025 | -21670 | -21296 | -20908 | -20512 | -20123 | -19765 | -19455 | -19183 | -18943 | -18734 | -18558 | -18414 | -18299 | -18216 | -18164 | -18145 | -18155 | -18185 | -18230 | -18289 | -18366 | -18466 | -18594 | -18753 | -18937 | -19138 | -19352 | -19575 | -19800 | -20019 | -20229 | -20435 | -20634 | -20823 | -21004 | -21181 | -21356 | -21531 | -21711 | -21894 | -22071 | -22229 | -22369 | -22497 | -22615 | -22734 | -22883 | -23078 | -23285 | -23479 | -23645 | -23779 | -23887 | -23978 | -24055 | -24116 | -24162 | -24197 | -24220 | -24229 | -24219 | -24187 | -24128 | -24046 | -23952 | -23857 | -23762 | -23668 | -23575 | -23480 | -23362 | -23212 | -23060 | -22929 | -22832 | -22778 | -22763 | -22787 | -22849 | -22953 | -23103 | -23300 | -23547 | -23847 | -24200 | -24596 | -25025 | -25454 | -25861 | -26250 | -26615 | -26953 | -27275 | -27590 | -27919 | -28275 | -28650 | -29032 | -29416 | -29798 | -30177 | -30548 | -30911 | -31265 | -31606 | -31930 | -32231 | -32500 | -32733 | -32939 | -33133 | -33324 | -33492 | -33631 | -33742 | -33831 | -33897 | -33942 | -33974 | -33990 | -33982 | -33949 | -33892 | -33801 | -33668 | -33494 | -33286 | -33048 | -32783 | -32493 | -32185 | -31866 | -31544 | -31218 | -30880 | -30537 | -30216 | -29915 | -29634 | -29367 | -29111 | -28864 | -28608 | -28343 | -28081 | -27824 | -27580 | -27357 | -27159 | -26987 | -26833 | -26688 | -26547 | -26409 | -26271 | -26132 | -25994 | -25856 | -25719 | -25590 | -25470 | -25360 | -25259 | -25166 | -25074 | -24982 | -24897 | -24833 | -24790 | -24764 | -24753 | -24759 | -24781 | -24822 | -24877 | -24947 | -25029 | -25120 | -25220 | -25326 | -25435 | -25545 | -25654 | -25746 | -25805 | -25845 | -25880 | -25908 | -25930 | -25955 | -25999 | -26057 | -26118 | -26176 | -26227 | -26269 | -26304 | -26331 | -26352 | -26369 | -26380 | -26386 | -26385 | -26381 | -26377 | -26374 | -26372 | -26354 | -26311 | -26254 | -26190 | -26121 | -26050 | -25978 | -25906 | -25832 | -25761 | -25689 | -25615 | -25543 | -25475 | -25412 | -25351 | -25290 | -25232 | -25176 | -25123 | -25071 | -25021 | -24974 | -24934 | -24899 | -24877 | -24868 | -24862 | -24862 | -24870 | -24881 | -24883 | -24877 | -24864 | -24847 | -24825 | -24796 | -24754 | -24695 | -24617 | -24519 | -24400 | -24265 | -24117 | -23958 | -23789 | -23609 | -23418 | -23243 | -23106 | -22987 | -22881 | -22784 | -22693 | -22603 | -22498 | -22376 | -22250 | -22127 | -22007 | -21887 | -21766 | -21646 | -21530 | -21428 | -21340 | -21264 | -21196 | -21136 | -21081 | -21026 | -20971 | -20914 | -20857 | -20800 | -20743 | -20693 | -20650 | -20608 | -20549 | -20451 | -20323 | -20177 | -20021 | -19861 | -19697 | -19530 | -19359 | -19179 | -18989 | -18789 | -18582 | -18369 | -18148 | -17925 | -17706 | -17514 | -17362 | -17253 | -17183 | -17140 | -17113 | -17094 | -17078 | -17064 | -17055 | -17060 | -17085 | -17138 | -17224 | -17344 | -17499 | -17690 | -17918 | -18176 | -18455 | -18748 | -19050 | -19354 | -19642 | -19886 | -20084 | -20241 | -20362 | -20457 | -20536 | -20609 | -20682 | -20755 | -20821 | -20874 | -20907 | -20912 | -20884 | -20823 | -20730 | -20603 | -20445 | -20264 | -20067 | -19858 | -19643 | -19429 | -19227 | -19055 | -18907 | -18785 | -18691 | -18618 | -18555 | -18494 | -18434 | -18379 | -18327 | -18279 | -18233 | -18198 | -18172 | -18159 | -18156 | -18163 | -18177 | -18189 | -18201 | -18213 | -18227 | -18241 | -18252 | -18241 | -18216 | -18188 | -18157 | -18124 | -18093 | -18064 | -18031 | -17989 | -17941 | -17890 | -17834 | -17770 | -17699 | -17622 | -17537 | -17447 | -17352 | -17258 | -17167 | -17078 | -16990 | -16904 | -16826 | -16777 | -16754 | -16737 | -16719 | -16699 | -16676 | -16652 | -16642 | -16651 | -16661 | -16669 | -16676 | -16683 | -16688 | -16693 | -16699 | -16705 | -16713 | -16721 | -16726 | -16723 | -16715 | -16701 | -16681 | -16661 | -16643 | -16624 | -16601 | -16570 | -16530 | -16487 | -16448 | -16420 | -16397 | -16379 | -16363 | -16348 | -16336 | -16328 | -16322 | -16318 | -16317 | -16316 | -16316 | -16319 | -16323 | -16327 | -16328 | -16315 | -16292 | -16269 | -16250 | -16237 | -16231 | -16234 | -16233 | -16224 | -16214 | -16207 | -16208 | -16217 | -16231 | -16244 | -16255 | -16266 | -16275 | -16284 | -16298 | -16316 | -16337 | -16360 | -16380 | -16398 | -16413 | -16421 | -16426 | -16431 | -16436 | -16447 | -16464 | -16473 | -16475 | -16474 | -16470 | -16459 | -16442 | -16421 | -16398 | -16373 | -16347 | -16320 | -16296 | -16275 | -16258 | -16244 | -16231 | -16218 | -16204 | -16189 | -16172 | -16152 | -16133 | -16117 | -16106 | -16102 | -16102 | -16099 | -16092 | -16083 | -16076 | -16075 | -16084 | -16102 | -16127 | -16155 | -16183 | -16208 | -16232 | -16254 | -16278 | -16306 | -16334 | -16365 | -16399 | -16436 | -16476 | -16511 | -16538 | -16563 | -16597 | -16637 | -16685 | -16740 | -16800 | -16857 | -16909 | -16959 | -17007 | -17056 | -17105 | -17153 | -17200 | -17250 | -17293 | -17320 | -17327 | -17326 | -17327 | -17331 | -17337 | -17344 | -17356 | -17392 | -17439 | -17486 | -17530 | -17571 | -17612 | -17652 | -17691 | -17727 | -17760 | -17789 | -17815 | -17837 | -17857 | -17874 | -17885 | -17892 | -17895 | -17896 | -17894 | -17889 | -17881 | -17871 | -17859 | -17840 | -17808 | -17772 | -17736 | -17700 | -17661 | -17620 | -17576 | -17530 | -17481 | -17433 | -17388 | -17349 | -17314 | -17281 | -17248 | -17223 | -17209 | -17197 | -17185 | -17175 | -17166 | -17158 | -17150 | -17146 | -17157 | -17176 | -17197 | -17220 | -17243 | -17266 | -17293 | -17327 | -17367 | -17410 | -17452 | -17490 | -17526 | -17562 | -17607 | -17652 | -17688 | -17718 | -17744 | -17766 | -17789 | -17816 | -17841 | -17856 | -17867 | -17879 | -17892 | -17906 | -17924 | -17944 | -17960 | -17970 | -17974 | -17974 | -17971 | -17968 | -17963 | -17953 | -17934 | -17912 | -17893 | -17870 | -17842 | -17812 | -17777 | -17734 | -17690 | -17654 | -17620 | -17586 | -17555 | -17526 | -17498 | -17473 | -17452 | -17435 | -17423 | -17420 | -17420 | -17418 | -17416 | -17415 | -17410 | -17405 | -17397 | -17393 | -17397 | -17406 | -17419 | -17436 | -17449 | -17454 | -17451 | -17440 | -17422 | -17399 | -17378 | -17357 | -17338 | -17324 | -17314 | -17310 | -17318 | -17344 | -17389 | -17455 | -17544 | -17648 | -17776 | -17926 | -18091 | -18263 | -18438 | -18615 | -18790 | -18959 | -19140 | -19334 | -19537 | -19746 | -19957 | -20171 | -20388 | -20605 | -20818 | -21024 | -21219 | -21401 | -21566 | -21716 | -21843 | -21944 | -22016 | -22055 | -22061 | -22043 | -22008 | -21960 | -21907 | -21870 | -21848 | -21824 | -21799 | -21772 | -21747 | -21721 | -21695 | -21669 | -21645 | -21624 | -21604 | -21587 | -21572 | -21556 | -21528 | -21495 | -21449 | -21394 | -21339 | -21287 | -21240 | -21195 | -21151 | -21105 | -21058 | -21014 | -20976 | -20945 | -20923 | -20911 | -20907 | -20915 | -20935 | -20971 | -21021 | -21092 | -21184 | -21294 | -21423 | -21549 | -21683 | -21821 | -21954 | -22079 | -22198 | -22314 | -22433 | -22571 | -22743 | -22929 | -23124 | -23322 | -23519 | -23710 | -23892 | -24060 | -24212 | -24344 | -24453 | -24534 | -24586 | -24609 | -24594 | -24556 | -24482 | -24367 | -24230 | -24084 | -23935 | -23786 | -23641 | -23495 | -23319 | -23123 | -22910 | -22684 | -22447 | -22201 | -21946 | -21680 | -21403 | -21118 | -20828 | -20534 | -20241 | -19953 | -19707 | -19512 | -19378 | -19305 | -19277 | -19278 | -19299 | -19333 | -19364 | -19365 | -19355 | -19358 | -19380 | -19424 | -19488 | -19572 | -19682 | -19820 | -19985 | -20177 | -20393 | -20634 | -20895 | -21169 | -21427 | -21651 | -21862 | -22068 | -22265 | -22452 | -22628 | -22798 | -22964 | -23141 | -23341 | -23537 | -23719 | -23884 | -24032 | -24164 | -24281 | -24386 | -24482 | -24571 | -24653 | -24734 | -24821 | -24915 | -25024 | -25164 | -25321 | -25478 | -25628 | -25773 | -25911 | -26044 | -26169 | -26285 | -26389 | -26495 | -26608 | -26730 | -26860 | -26999 | -27146 | -27295 | -27443 | -27586 | -27722 | -27847 | -27956 | -28046 | -28111 | -28146 | -28165 | -28185 | -28216 | -28256 | -28299 | -28341 | -28377 | -28398 | -28401 | -28390 | -28362 | -28314 | -28249 | -28169 | -28074 | -27965 | -27841 | -27705 | -27558 | -27399 | -27232 | -27063 | -26914 | -26793 | -26690 | -26592 | -26492 | -26389 | -26282 | -26173 | -26061 | -25949 | -25842 | -25740 | -25644 | -25556 | -25474 | -25394 | -25317 | -25245 | -25179 | -25121 | -25072 | -25031 | -24996 | -24961 | -24913 | -24843 | -24766 | -24692 | -24623 | -24559 | -24498 | -24442 | -24391 | -24347 | -24315 | -24289 | -24263 | -24237 | -24210 | -24185 | -24164 | -24148 | -24136 | -24129 | -24129 | -24132 | -24138 | -24149 | -24166 | -24198 | -24240 | -24289 | -24345 | -24408 | -24479 | -24557 | -24640 | -24714 | -24765 | -24807 | -24846 | -24884 | -24919 | -24950 | -24979 | -25005 | -25026 | -25039 | -25043 | -25037 | -25022 | -25001 | -25000 | -25020 | -25044 | -25064 | -25074 | -25072 | -25056 | -25024 | -24977 | -24921 | -24865 | -24807 | -24747 | -24689 | -24634 | -24584 | -24534 | -24483 | -24431 | -24381 | -24334 | -24293 | -24259 | -24225 | -24161 | -24059 | -23935 | -23798 | -23656 | -23516 | -23382 | -23258 | -23146 | -23054 | -22985 | -22930 | -22883 | -22842 | -22806 | -22775 | -22750 | -22733 | -22724 | -22726 | -22738 | -22756 | -22778 | -22800 | -22821 | -22838 | -22845 | -22842 | -22830 | -22811 | -22789 | -22764 | -22741 | -22719 | -22704 | -22695 | -22690 | -22685 | -22677 | -22666 | -22651 | -22633 | -22611 | -22581 | -22544 | -22504 | -22463 | -22419 | -22381 | -22348 | -22319 | -22294 | -22270 | -22248 | -22228 | -22209 | -22193 | -22182 | -22182 | -22184 | -22185 | -22192 | -22207 | -22234 | -22269 | -22311 | -22360 | -22417 | -22481 | -22549 | -22619 | -22688 | -22739 | -22778 | -22812 | -22839 | -22867 | -22899 | -22933 | -22968 | -23007 | -23056 | -23131 | -23224 | -23334 | -23456 | -23585 | -23718 | -23853 | -23988 | -24121 | -24248 | -24368 | -24483 | -24589 | -24688 | -24779 | -24855 | -24905 | -24927 | -24931 | -24924 | -24908 | -24888 | -24865 | -24840 | -24822 | -24803 | -24778 | -24743 | -24700 | -24650 | -24592 | -24525 | -24451 | -24369 | -24282 | -24192 | -24101 | -24013 | -23935 | -23857 | -23775 | -23702 | -23637 | -23582 | -23534 | -23489 | -23445 | -23390 | -23308 | -23207 | -23093 | -22971 | -22846 | -22724 | -22612 | -22514 | -22431 | -22359 | -22295 | -22235 | -22180 | -22124 | -22066 | -22013 | -21969 | -21937 | -21912 | -21887 | -21860 | -21831 | -21800 | -21772 | -21749 | -21732 | -21720 | -21709 | -21695 | -21674 | -21643 | -21603 | -21555 | -21503 | -21452 | -21407 | -21363 | -21321 | -21277 | -21228 | -21163 | -21102 | -21045 | -20991 | -20939 | -20889 | -20837 | -20790 | -20738 | -20676 | -20606 | -20529 | -20447 | -20356 | -20259 | -20156 | -20048 | -19936 | -19820 | -19702 | -19580 | -19455 | -19351 | -19274 | -19229 | -19189 | -19156 | -19131 | -19114 | -19104 | -19100 | -19086 | -19042 | -18985 | -18922 | -18858 | -18798 | -18743 | -18695 | -18654 | -18619 | -18586 | -18554 | -18521 | -18487 | -18454 | -18428 | -18415 | -18425 | -18458 | -18499 | -18543 | -18584 | -18621 | -18652 | -18675 | -18708 | -18752 | -18804 | -18858 | -18916 | -18976 | -19041 | -19109 | -19180 | -19255 | -19331 | -19406 | -19476 | -19523 | -19545 | -19541 | -19509 | -19463 | -19411 | -19356 | -19301 | -19250 | -19203 | -19153 | -19074 | -18975 | -18865 | -18744 | -18612 | -18467 | -18307 | -18135 | -17952 | -17761 | -17567 | -17374 | -17185 | -17023 | -16887 | -16778 | -16698 | -16636 | -16584 | -16538 | -16493 | -16447 | -16402 | -16378 | -16399 | -16434 | -16469 | -16509 | -16551 | -16596 | -16642 | -16687 | -16733 | -16776 | -16811 | -16844 | -16875 | -16892 | -16891 | -16874 | -16850 | -16827 | -16809 | -16799 | -16801 | -16819 | -16852 | -16878 | -16873 | -16858 | -16844 | -16830 | -16819 | -16811 | -16809 | -16812 | -16821 | -16836 | -16859 | -16887 | -16917 | -16952 | -16994 | -17047 | -17112 | -17174 | -17224 | -17261 | -17283 | -17287 | -17270 | -17252 | -17272 | -17310 | -17352 | -17397 | -17444 | -17492 | -17540 | -17587 | -17632 | -17677 | -17724 | -17767 | -17808 | -17826 | -17816 | -17767 | -17670 | -17553 | -17433 | -17315 | -17203 | -17100 | -17014 | -16959 | -16903 | -16838 | -16771 | -16704 | -16642 | -16580 | -16514 | -16444 | -16372 | -16297 | -16219 | -16142 | -16068 | -16008 | -15971 | -15958 | -15974 | -16003 | -16029 | -16050 | -16063 | -16067 | -16060 | -16030 | -15995 | -15980 | -15985 | -16003 | -16027 | -16054 | -16085 | -16116 | -16147 | -16175 | -16197 | -16211 | -16216 | -16212 | -16198 | -16186 | -16174 | -16164 | -16159 | -16166 | -16182 | -16208 | -16237 | -16259 | -16258 | -16233 | -16192 | -16138 | -16074 | -16003 | -15926 | -15844 | -15761 | -15677 | -15597 | -15521 | -15449 | -15388 | -15343 | -15312 | -15279 | -15236 | -15178 | -15105 | -15019 | -14923 | -14819 | -14718 | -14628 | -14547 | -14468 | -14391 | -14314 | -14240 | -14170 | -14102 | -14034 | -13969 | -13907 | -13846 | -13787 | -13732 | -13681 | -13633 | -13584 | -13528 | -13469 | -13412 | -13359 | -13313 | -13274 | -13237 | -13191 | -13146 | -13105 | -13071 | -13051 | -13048 | -13059 | -13081 | -13115 | -13156 | -13204 | -13255 | -13310 | -13357 | -13396 | -13415 | -13397 | -13361 | -13318 | -13266 | -13202 | -13129 | -13050 | -12980 | -12947 | -12919 | -12877 | -12821 | -12744 | -12636 | -12502 | -12353 | -12192 | -12016 | -11828 | -11632 | -11431 | -11245 | -11078 | -10936 | -10839 | -10776 | -10741 | -10736 | -10758 | -10799 | -10850 | -10885 | -10872 | -10851 | -10845 | -10848 | -10865 | -10904 | -10960 | -11030 | -11111 | -11203 | -11304 | -11415 | -11534 | -11646 | -11745 | -11840 | -11942 | -12051 | -12162 | -12269 | -12367 | -12459 | -12541 | -12626 | -12739 | -12876 | -13021 | -13174 | -13336 | -13501 | -13662 | -13822 | -13976 | -14127 | -14274 | -14417 | -14553 | -14682 | -14803 | -14911 | -15014 | -15113 | -15205 | -15292 | -15371 | -15448 | -15520 | -15586 | -15645 | -15699 | -15745 | -15779 | -15801 | -15814 | -15826 | -15834 | -15840 | -15844 | -15846 | -15847 | -15845 | -15843 | -15849 | -15862 | -15878 | -15901 | -15930 | -15964 | -16001 | -16039 | -16077 | -16108 | -16114 | -16097 | -16071 | -16042 | -16010 | -15976 | -15939 | -15900 | -15860 | -15822 | -15785 | -15749 | -15715 | -15691 | -15677 | -15676 | -15676 | -15667 | -15649 | -15620 | -15583 | -15542 | -15501 | -15460 | -15417 | -15372 | -15328 | -15282 | -15235 | -15186 | -15137 | -15093 | -15052 | -15016 | -14989 | -14971 | -14963 | -14954 | -14934 | -14896 | -14837 | -14756 | -14656 | -14546 | -14432 | -14320 | -14212 | -14115 | -14042 | -13999 | -13981 | -13983 | -14000 | -14030 | -14064 | -14101 | -14140 | -14176 | -14207 | -14230 | -14243 | -14232 | -14190 | -14121 | -14035 | -13952 | -13884 | -13833 | -13798 | -13772 | -13753 | -13731 | -13709 | -13687 | -13659 | -13629 | -13599 | -13568 | -13538 | -13505 | -13467 | -13424 | -13380 | -13334 | -13285 | -13243 | -13212 | -13186 | -13158 | -13125 | -13085 | -13035 | -12977 | -12912 | -12842 | -12772 | -12691 | -12595 | -12497 | -12395 | -12287 | -12173 | -12051 | -11926 | -11799 | -11672 | -11544 | -11415 | -11291 | -11182 | -11091 | -11030 | -11011 | -11024 | -11060 | -11118 | -11194 | -11282 | -11372 | -11462 | -11543 | -11613 | -11674 | -11730 | -11782 | -11833 | -11887 | -11941 | -11997 | -12057 | -12123 | -12191 | -12261 | -12339 | -12430 | -12535 | -12646 | -12754 | -12858 | -12948 | -13020 | -13077 | -13120 | -13153 | -13187 | -13242 | -13309 | -13379 | -13451 | -13520 | -13588 | -13652 | -13716 | -13772 | -13821 | -13866 | -13902 | -13930 | -13951 | -13961 | -13956 | -13928 | -13866 | -13769 | -13646 | -13508 | -13362 | -13219 | -13115 | -13047 | -12981 | -12920 | -12870 | -12835 | -12813 | -12802 | -12793 | -12787 | -12779 | -12765 | -12727 | -12646 | -12536 | -12394 | -12222 | -12040 | -11867 | -11715 | -11588 | -11480 | -11388 | -11312 | -11225 | -11115 | -11011 | -10913 | -10819 | -10726 | -10637 | -10550 | -10466 | -10388 | -10319 | -10264 | -10238 | -10252 | -10287 | -10329 | -10370 | -10406 | -10440 | -10472 | -10500 | -10524 | -10546 | -10566 | -10594 | -10616 | -10619 | -10612 | -10600 | -10585 | -10567 | -10549 | -10533 | -10518 | -10505 | -10493 | -10476 | -10449 | -10407 | -10367 | -10347 | -10348 | -10365 | -10397 | -10441 | -10495 | -10551 | -10601 | -10620 | -10613 | -10610 | -10604 | -10591 | -10572 | -10547 | -10520 | -10492 | -10466 | -10441 | -10417 | -10405 | -10421 | -10478 | -10579 | -10708 | -10853 | -11000 | -11140 | -11270 | -11387 | -11496 | -11597 | -11699 | -11807 | -11916 | -12024 | -12129 | -12232 | -12332 | -12428 | -12520 | -12608 | -12694 | -12780 | -12860 | -12929 | -12988 | -13036 | -13070 | -13095 | -13115 | -13134 | -13153 | -13173 | -13195 | -13216 | -13237 | -13268 | -13298 | -13328 | -13360 | -13397 | -13439 | -13484 | -13532 | -13582 | -13633 | -13684 | -13727 | -13748 | -13742 | -13692 | -13616 | -13533 | -13446 | -13358 | -13270 | -13182 | -13100 | -13026 | -12979 | -12961 | -12956 | -12958 | -12964 | -12973 | -12986 | -13001 | -13016 | -13033 | -13053 | -13074 | -13083 | -13067 | -13040 | -13013 | -13002 | -13005 | -13020 | -13044 | -13078 | -13120 | -13164 | -13207 | -13233 | -13254 | -13280 | -13307 | -13337 | -13370 | -13401 | -13433 | -13461 | -13483 | -13495 | -13499 | -13504 | -13515 | -13514 | -13525 | -13540 | -13555 | -13564 | -13566 | -13562 | -13550 | -13534 | -13515 | -13493 | -13468 | -13433 | -13388 | -13333 | -13265 | -13190 | -13108 | -13020 | -12927 | -12830 | -12725 | -12621 | -12541 | -12503 | -12490 | -12487 | -12486 | -12482 | -12472 | -12457 | -12434 | -12401 | -12362 | -12319 | -12270 | -12229 | -12194 | -12166 | -12147 | -12128 | -12115 | -12110 | -12115 | -12127 | -12148 | -12173 | -12190 | -12183 | -12161 | -12128 | -12083 | -12032 | -11981 | -11930 | -11882 | -11842 | -11806 | -11772 | -11725 | -11677 | -11633 | -11590 | -11546 | -11504 | -11462 | -11419 | -11377 | -11339 | -11310 | -11293 | -11297 | -11333 | -11392 | -11461 | -11536 | -11613 | -11696 | -11785 | -11882 | -11984 | -12095 | -12217 | -12372 | -12551 | -12741 | -12943 | -13156 | -13381 | -13616 | -13857 | -14095 | -14322 | -14535 | -14706 | -14819 | -14884 | -14907 | -14904 | -14886 | -14861 | -14829 | -14790 | -14745 | -14693 | -14632 | -14569 | -14503 | -14420 | -14324 | -14211 | -14085 | -13949 | -13805 | -13659 | -13521 | -13395 | -13278 | -13153 | -13019 | -12874 | -12706 | -12532 | -12373 | -12239 | -12130 | -12044 | -11975 | -11917 | -11862 | -11787 | -11678 | -11565 | -11449 | -11333 | -11215 | -11093 | -10964 | -10826 | -10679 | -10524 | -10365 | -10249 | -10203 | -10214 | -10295 | -10417 | -10555 | -10692 | -10819 | -10936 | -11042 | -11144 | -11244 | -11343 | -11432 | -11510 | -11587 | -11666 | -11750 | -11839 | -11935 | -12038 | -12148 | -12264 | -12389 | -12514 | -12628 | -12718 | -12783 | -12833 | -12869 | -12888 | -12892 | -12883 | -12865 | -12839 | -12812 | -12795 | -12834 | -12901 | -12973 | -13047 | -13118 | -13181 | -13231 | -13271 | -13306 | -13337 | -13363 | -13354 | -13312 | -13255 | -13194 | -13140 | -13093 | -13048 | -13008 | -12972 | -12939 | -12903 | -12860 | -12803 | -12716 | -12608 | -12487 | -12353 | -12212 | -12070 | -11930 | -11791 | -11650 | -11505 | -11359 | -11236 | -11128 | -11025 | -10902 | -10756 | -10605 | -10456 | -10309 | -10161 | -10014 | -9870 | -9733 | -9606 | -9477 | -9348 | -9229 | -9126 | -9043 | -8975 | -8921 | -8875 | -8834 | -8796 | -8759 | -8706 | -8655 | -8616 | -8592 | -8573 | -8548 | -8523 | -8504 | -8492 | -8487 | -8486 | -8489 | -8496 | -8523 | -8577 | -8641 | -8709 | -8772 | -8829 | -8881 | -8936 | -8995 | -9053 | -9107 | -9167 | -9243 | -9330 | -9448 | -9603 | -9791 | -10003 | -10224 | -10444 | -10663 | -10886 | -11114 | -11342 | -11548 | -11739 | -11925 | -12107 | -12286 | -12466 | -12647 | -12826 | -13004 | -13183 | -13365 | -13546 | -13718 | -13875 | -14011 | -14121 | -14200 | -14247 | -14273 | -14289 | -14294 | -14287 | -14268 | -14240 | -14230 | -14232 | -14229 | -14222 | -14213 | -14199 | -14180 | -14157 | -14133 | -14108 | -14081 | -14035 | -13959 | -13844 | -13716 | -13585 | -13453 | -13319 | -13182 | -13041 | -12897 | -12751 | -12601 | -12449 | -12294 | -12124 | -11952 | -11782 | -11622 | -11472 | -11330 | -11193 | -11061 | -10932 | -10807 | -10666 | -10505 | -10343 | -10139 | -9915 | -9685 | -9454 | -9223 | -8995 | -8769 | -8547 | -8333 | -8137 | -7955 | -7787 | -7634 | -7491 | -7356 | -7229 | -7109 | -6996 | -6889 | -6786 | -6686 | -6584 | -6491 | -6408 | -6324 | -6232 | -6145 | -6067 | -5996 | -5932 | -5871 | -5815 | -5765 | -5723 | -5698 | -5685 | -5673 | -5655 | -5629 | -5595 | -5555 | -5510 | -5463 | -5413 | -5363 | -5311 | -5272 | -5235 | -5206 | -5179 | -5148 | -5116 | -5088 | -5065 | -5049 | -5040 | -5034 | -5024 | -5000 | -4969 | -4933 | -4896 | -4856 | -4815 | -4772 | -4727 | -4679 | -4627 | -4574 | -4537 | -4519 | -4507 | -4520 | -4556 | -4602 | -4649 | -4695 | -4734 | -4765 | -4787 | -4798 | -4796 | -4786 | -4775 | -4769 | -4766 | -4765 | -4761 | -4759 | -4760 | -4764 | -4773 | -4785 | -4801 | -4817 | -4835 | -4854 | -4880 | -4915 | -4959 | -5012 | -5079 | -5160 | -5253 | -5359 | -5467 | -5552 | -5616 | -5667 | -5708 | -5745 | -5779 | -5809 | -5836 | -5856 | -5868 | -5877 | -5901 | -5931 | -5965 | -6017 | -6061 | -6094 | -6116 | -6126 | -6122 | -6105 | -6074 | -6032 | -5986 | -5957 | -5944 | -5937 | -5938 | -5950 | -5977 | -6017 | -6068 | -6129 | -6197 | -6263 | -6305 | -6339 | -6353 | -6347 | -6333 | -6316 | -6300 | -6288 | -6284 | -6289 | -6302 | -6321 | -6345 | -6366 | -6384 | -6405 | -6427 | -6444 | -6452 | -6451 | -6443 | -6428 | -6411 | -6400 | -6424 | -6479 | -6581 | -6720 | -6879 | -7048 | -7225 | -7407 | -7594 | -7785 | -7977 | -8170 | -8348 | -8494 | -8630 | -8764 | -8896 | -9024 | -9148 | -9269 | -9391 | -9510 | -9627 | -9744 | -9864 | -9974 | -10070 | -10154 | -10220 | -10271 | -10305 | -10330 | -10347 | -10360 | -10373 | -10391 | -10422 | -10470 | -10539 | -10627 | -10725 | -10828 | -10933 | -11036 | -11132 | -11222 | -11304 | -11378 | -11435 | -11475 | -11509 | -11554 | -11619 | -11703 | -11804 | -11913 | -12023 | -12128 | -12225 | -12311 | -12378 | -12427 | -12459 | -12475 | -12480 | -12482 | -12485 | -12488 | -12494 | -12501 | -12508 | -12509 | -12496 | -12468 | -12425 | -12375 | -12321 | -12259 | -12182 | -12087 | -11976 | -11852 | -11717 | -11577 | -11435 | -11309 | -11208 | -11111 | -11013 | -10910 | -10801 | -10686 | -10566 | -10445 | -10322 | -10190 | -10039 | -9881 | -9693 | -9461 | -9205 | -8934 | -8661 | -8397 | -8148 | -7920 | -7712 | -7532 | -7387 | -7250 | -7088 | -6919 | -6755 | -6601 | -6459 | -6334 | -6228 | -6152 | -6107 | -6097 | -6141 | -6226 | -6374 | -6581 | -6821 | -7084 | -7363 | -7653 | -7948 | -8242 | -8524 | -8780 | -9002 | -9206 | -9425 | -9635 | -9826 | -10001 | -10162 | -10309 | -10438 | -10538 | -10608 | -10642 | -10637 | -10604 | -10527 | -10421 | -10303 | -10178 | -10043 | -9899 | -9746 | -9587 | -9423 | -9261 | -9104 | -8943 | -8761 | -8582 | -8409 | -8236 | -8061 | -7879 | -7692 | -7504 | -7320 | -7153 | -7013 | -6902 | -6834 | -6797 | -6778 | -6776 | -6795 | -6828 | -6874 | -6929 | -6991 | -7058 | -7127 | -7188 | -7242 | -7296 | -7353 | -7415 | -7483 | -7561 | -7648 | -7742 | -7841 | -7944 | -8053 | -8171 | -8288 | -8408 | -8527 | -8643 | -8761 | -8886 | -9019 | -9160 | -9308 | -9456 | -9599 | -9737 | -9885 | -10035 | -10183 | -10331 | -10477 | -10622 | -10766 | -10909 | -11050 | -11181 | -11277 | -11336 | -11339 | -11294 | -11224 | -11136 | -11026 | -10894 | -10740 | -10567 | -10379 | -10185 | -10002 | -9855 | -9727 | -9595 | -9463 | -9329 | -9193 | -9056 | -8914 | -8762 | -8603 | -8448 | -8324 | -8235 | -8209 | -8231 | -8276 | -8340 | -8419 | -8513 | -8619 | -8734 | -8850 | -8963 | -9063 | -9123 | -9151 | -9172 | -9191 | -9207 | -9223 | -9238 | -9255 | -9277 | -9306 | -9343 | -9388 | -9435 | -9475 | -9505 | -9525 | -9530 | -9518 | -9494 | -9459 | -9415 | -9367 | -9314 | -9263 | -9242 | -9251 | -9267 | -9287 | -9315 | -9354 | -9401 | -9454 | -9507 | -9554 | -9572 | -9547 | -9498 | -9426 | -9333 | -9229 | -9122 | -9012 | -8894 | -8767 | -8635 | -8504 | -8382 | -8270 | -8155 | -8029 | -7906 | -7779 | -7643 | -7496 | -7344 | -7191 | -7043 | -6905 | -6784 | -6670 | -6565 | -6461 | -6364 | -6278 | -6204 | -6146 | -6106 | -6085 | -6080 | -6085 | -6094 | -6100 | -6097 | -6101 | -6115 | -6135 | -6165 | -6200 | -6238 | -6276 | -6310 | -6342 | -6377 | -6424 | -6474 | -6534 | -6610 | -6696 | -6780 | -6864 | -6950 | -7036 | -7125 | -7216 | -7308 | -7401 | -7487 | -7562 | -7633 | -7705 | -7777 | -7849 | -7922 | -7998 | -8079 | -8163 | -8253 | -8354 | -8456 | -8568 | -8682 | -8793 | -8898 | -8998 | -9093 | -9185 | -9274 | -9362 | -9449 | -9530 | -9603 | -9667 | -9721 | -9766 | -9799 | -9820 | -9830 | -9829 | -9815 | -9786 | -9750 | -9717 | -9686 | -9650 | -9595 | -9513 | -9408 | -9283 | -9140 | -8987 | -8827 | -8663 | -8498 | -8338 | -8186 | -8040 | -7907 | -7788 | -7678 | -7578 | -7483 | -7391 | -7305 | -7224 | -7153 | -7088 | -7033 | -6994 | -6978 | -6992 | -7036 | -7102 | -7182 | -7267 | -7354 | -7441 | -7527 | -7609 | -7685 | -7764 | -7838 | -7903 | -7962 | -8019 | -8075 | -8133 | -8193 | -8255 | -8309 | -8349 | -8371 | -8371 | -8351 | -8316 | -8268 | -8210 | -8147 | -8082 | -8016 | -7951 | -7888 | -7831 | -7793 | -7777 | -7770 | -7775 | -7793 | -7823 | -7861 | -7907 | -7958 | -8010 | -8054 | -8085 | -8103 | -8115 | -8128 | -8149 | -8180 | -8216 | -8256 | -8294 | -8330 | -8363 | -8396 | -8430 | -8463 | -8518 | -8583 | -8651 | -8720 | -8791 | -8867 | -8943 | -9021 | -9099 | -9160 | -9194 | -9194 | -9156 | -9119 | -9075 | -9018 | -8952 | -8878 | -8800 | -8719 | -8636 | -8547 | -8454 | -8364 | -8257 | -8136 | -8007 | -7869 | -7730 | -7593 | -7464 | -7343 | -7234 | -7139 | -7034 | -6945 | -6853 | -6743 | -6635 | -6535 | -6443 | -6357 | -6276 | -6199 | -6122 | -6047 | -5974 | -5906 | -5831 | -5754 | -5677 | -5602 | -5524 | -5439 | -5339 | -5229 | -5108 | -4993 | -4926 | -4896 | -4924 | -4980 | -5053 | -5143 | -5249 | -5370 | -5503 | -5645 | -5795 | -5947 | -6096 | -6223 | -6338 | -6452 | -6567 | -6684 | -6804 | -6928 | -7059 | -7197 | -7340 | -7480 | -7607 | -7712 | -7818 | -7925 | -8022 | -8102 | -8169 | -8225 | -8270 | -8308 | -8345 | -8381 | -8416 | -8452 | -8506 | -8569 | -8632 | -8686 | -8728 | -8756 | -8774 | -8782 | -8783 | -8784 | -8791 | -8814 | -8842 | -8879 | -8923 | -8977 | -9043 | -9121 | -9209 | -9304 | -9399 | -9491 | -9580 | -9658 | -9720 | -9779 | -9836 | -9897 | -9961 | -10029 | -10100 | -10172 | -10241 | -10300 | -10337 | -10349 | -10345 | -10331 | -10308 | -10280 | -10247 | -10207 | -10159 | -10106 | -10050 | -9994 | -9942 | -9897 | -9868 | -9846 | -9825 | -9805 | -9793 | -9787 | -9784 | -9784 | -9785 | -9778 | -9764 | -9732 | -9694 | -9654 | -9610 | -9560 | -9503 | -9442 | -9382 | -9324 | -9269 | -9219 | -9169 | -9122 | -9065 | -8994 | -8917 | -8834 | -8737 | -8630 | -8514 | -8390 | -8263 | -8144 | -8054 | -8008 | -7983 | -7965 | -7956 | -7960 | -7974 | -7998 | -8025 | -8056 | -8086 | -8115 | -8140 | -8158 | -8168 | -8189 | -8216 | -8249 | -8289 | -8335 | -8384 | -8436 | -8489 | -8534 | -8565 | -8579 | -8583 | -8581 | -8574 | -8555 | -8524 | -8481 | -8429 | -8369 | -8299 | -8224 | -8147 | -8076 | -8007 | -7923 | -7834 | -7744 | -7654 | -7568 | -7487 | -7412 | -7339 | -7263 | -7179 | -7095 | -6999 | -6897 | -6795 | -6697 | -6604 | -6519 | -6442 | -6371 | -6305 | -6245 | -6190 | -6139 | -6083 | -6023 | -5957 | -5883 | -5800 | -5710 | -5611 | -5507 | -5400 | -5320 | -5281 | -5283 | -5324 | -5386 | -5461 | -5543 | -5627 | -5710 | -5790 | -5866 | -5940 | -6005 | -6062 | -6105 | -6141 | -6182 | -6228 | -6278 | -6332 | -6390 | -6454 | -6520 | -6590 | -6653 | -6699 | -6718 | -6703 | -6657 | -6586 | -6500 | -6407 | -6312 | -6213 | -6113 | -6014 | -5918 | -5824 | -5742 | -5684 | -5627 | -5567 | -5507 | -5449 | -5388 | -5324 | -5259 | -5194 | -5104 | -4994 | -4873 | -4721 | -4568 | -4430 | -4305 | -4189 | -4081 | -3979 | -3881 | -3786 | -3703 | -3633 | -3566 | -3488 | -3411 | -3335 | -3329 | -3329 | -3329 | -3329 | -3329 | -3329 | -3329 | -3329 | -3329 | -3329 | -3329 | -3329 | -3329 | -3329 | -3329 | -3329 | -3329 | -3329 | -3329 | -3329 | -3329 | -3329 | -3329 | -3329 | -3329 | -3329 | -3329 | -3329 | -3329 | -3329 | -3329 | -3329 | -3329 | -3411 | -3547 | -3690 | -3833 | -3969 | -4099 | -4221 | -4328 | -4417 | -4491 | -4552 | -4599 | -4636 | -4664 | -4684 | -4693 | -4697 | -4698 | -4696 | -4692 | -4683 | -4664 | -4636 | -4616 | -4597 | -4579 | -4568 | -4566 | -4571 | -4577 | -4581 | -4587 | -4593 | -4593 | -4586 | -4582 | -4598 | -4624 | -4651 | -4683 | -4718 | -4756 | -4798 | -4843 | -4892 | -4930 | -4949 | -4936 | -4898 | -4856 | -4810 | -4757 | -4697 | -4628 | -4550 | -4464 | -4372 | -4281 | -4193 | -4110 | -4031 | -3962 | -3902 | -3844 | -3783 | -3715 | -3641 | -3561 | -3477 | -3395 | -3329 | -3329 | -3329 | -3329 | -3329 | -3329 | -3329 | -3329 | -3329 | -3329 | -3329 | -3329 | -3329 | -3329 | -3329 | -3329 | -3329 | -3329 | -3329 | -3329 | -3329 | -3329 | -3329 | -3329 | -3329 | -3329 | -3329 | -3329 | -3329 | -3329 | -3329 | -3329 | -3329 | -3329 | -3329 | -3329 | -3329 | -3329 | -3329 | -3329 | -3329 | -3329 | -3329 | -3329 | -3329 | -3329 | -3329 | -3329 | -3329 | -3329 | -3329 | -3329 | -3329 | -3329 | -3329 | -3329 | -3329 | -3329 | -3329 | -3329 | -3329 | -3329 | -3329 | -3329 | -3329 | -3329 | -3329 | -3329 | -3329 | -3329 | -3329 | -3329 | -3329 | -3329 | -3329 | -3329 | -3329 | -3329 | -3329 | -3329 | -3329 | -3329 | -3329 | -3329 | -3329 | -3329 | -3329 | -3329 | -3329 | -3329 | -3329 | -3329 | -3329 | -3329 | -3329 | -3329 | -3329 | -3329 | -3329 | -3329 | -3329 | -3329 | -3329 | -3329 | -3329 | -3329 | -3666 | -4016 | -4349 | -4666 | -4981 | -5298 | -5616 | -5930 | -6233 | -6521 | -6789 | -7033 | -7248 | -7432 | -7585 | -7710 | -7816 | -7904 | -7969 | -8009 | -8020 | -8003 | -7965 | -7917 | -7869 | -7825 | -7788 | -7763 | -7773 | -7804 | -7840 | -7880 | -7926 | -7977 | -8036 | -8101 | -8169 | -8210 | -8227 | -8202 | -8150 | -8093 | -8038 | -7991 | -7959 | -7943 | -7944 | -7956 | -7977 | -8009 | -8052 | -8095 | -8112 | -8112 | -8110 | -8103 | -8091 | -8074 | -8050 | -8019 | -7987 | -7977 | -7985 | -8023 | -8073 | -8113 | -8138 | -8145 | -8133 | -8103 | -8061 | -8004 | -7938 | -7858 | -7763 | -7669 | -7593 | -7526 | -7461 | -7400 | -7347 | -7301 | -7262 | -7229 | -7200 | -7150 | -7072 | -6971 | -6816 | -6640 | -6465 | -6297 | -6137 | -5979 | -5822 | -5666 | -5514 | -5368 | -5236 | -5127 | -5027 | -4927 | -4826 | -4727 | -4628 | -4530 | -4433 | -4338 | -4245 | -4162 | -4090 | -4030 | -3975 | -3910 | -3840 | -3767 | -3694 | -3621 | -3554 | -3491 | -3433 | -3382 | -3339 | -3329 | -3329 | -3329 | -3329 | -3329 | -3329 | -3329 | -3329 | -3329 | -3329 | -3329 | -3329 | -3329 | -3329 | -3329 | -3329 | -3329 | -3329 | -3329 | -3329 | -3362 | -3449 | -3531 | -3604 | -3662 | -3704 | -3741 | -3775 | -3805 | -3833 | -3859 | -3886 | -3915 | -3943 | -3972 | -4006 | -4045 | -4103 | -4166 | -4221 | -4262 | -4293 | -4317 | -4339 | -4359 | -4379 | -4396 | -4410 | -4420 | -4438 | -4463 | -4488 | -4513 | -4539 | -4567 | -4595 | -4621 | -4644 | -4660 | -4672 | -4677 | -4686 | -4701 | -4722 | -4753 | -4786 | -4818 | -4845 | -4867 | -4884 | -4899 | -4914 | -4930 | -4943 | -4948 | -4951 | -4951 | -4945 | -4933 | -4916 | -4898 | -4879 | -4873 | -4880 | -4902 | -4929 | -4957 | -4986 | -5019 | -5060 | -5110 | -5166 | -5229 | -5298 | -5369 | -5438 | -5500 | -5567 | -5647 | -5729 | -5811 | -5899 | -5990 | -6082 | -6170 | -6254 | -6303 | -6316 | -6290 | -6226 | -6146 | -6058 | -5957 | -5836 | -5696 | -5539 | -5369 | -5194 | -5019 | -4851 | -4698 | -4537 | -4359 | -4178 | -3993 | -3804 | -3615 | -3427 | -3329 | -3329 | -3329 | -3329 | -3329 | -3329 | -3329 | -3329 | -3329 | -3329 | -3329 | -3329 | -3329 | -3329 | -3329 | -3329 | -3329 | -3329 | -3329 | -3329 | -3329 | -3329 | -3329 | -3329 | -3329 | -3329 | -3329 | -3329 | -3329 | -3329 | -3329 | -3329 | -3329 | -3329 | -3329 | -3329 | -3329 | -3329 | -3329 | -3329 | -3329 | -3329 | -3329 | -3329 | -3329 | -3329 | -3329 | -3329 | -3329 | -3329 | -3329 | -3329 | -3329 | -3329 | -3329 | -3329 | -3329 | -3329 | -3329 | -3329 | -3329 | -3329 | -3329 | -3329 | -3329 | -3329 | -3329 | -3329 | -3329 | -3329 | -3329 | -3329 | -3329 | -3329 | -3329 | -3329 | -3329 | -3329 | -3329 | -3329 | -3329 | -3329 | -3329 | -3329 | -3329 | -3329 | -3329 | -3329 | -3329 | -3329 | -3329 | -3329 | -3329 | -3329 | -3329 | -3329 | -3329 | -3329 | -3329 | -3329 | -3329 | -3329 | -3329 | -3329 | -3329 | -3329 | -3329 | -3329 | -3329 | -3329 | -3329 | -3329 | -3329 | -3329 | -3329 | -3329 | -3329 | -3329 | -3329 | -3329 | -3329 | -3329 | -3329 | -3329 | -3329 | -3329 | -3329 | -3329 | -3329 | -3329 | -3329 | -3329 | -3329 | -3329 | -3329 | -3329 | -3329 | -3329 | -3329 | -3329 | -3329 | -3329 | -3329 | -3329 | -3329 | -3329 | -3329 | -3329 | -3329 | -3329 | -3329 | -3329 | -3329 | -3329 | -3329 | -3329 | -3329 | -3329 | -3329 | -3329 | -3329 | -3329 | -3329 | -3329 | -3329 | -3329 | -3329 | -3329 | -3329 | -3329 | -3329 | -3329 | -3329 | -3329 | -3329 | -3329 | -3329 | -3329 | -3329 | -3329 | -3329 | -3329 | -3329 | -3329 | -3329 | -3329 | -3329 | -3329 | -3329 | -3329 | -3329 | -3329 | -3329 | -3329 | -3329 | -3329 | -3329 | -3330 | -3417 | -3504 | -3583 | -3646 | -3696 | -3734 | -3762 | -3782 | -3793 | -3795 | -3796 | -3817 | -3850 | -3886 | -3924 | -3964 | -4008 | -4054 | -4101 | -4150 | -4176 | -4178 | -4155 | -4082 | -3999 | -3913 | -3822 | -3725 | -3623 | -3518 | -3411 | -3329 | -3329 | -3329 | -3329 | -3329 | -3329 | -3329 | -3329 | -3329 | -3329 | -3329 | -3329 | -3329 | -3329 | -3329 | -3329 | -3329 | -3329 | -3329 | -3329 | -3329 | -3329 | -3329 | -3329 | -3329 | -3329 | -3329 | -3329 | -3329 | -3329 | -3329 | -3329 | -3329 | -3329 | -3329 | -3329 | -3329 | -3329 | -3329 | -3329 | -3329 | -3329 | -3329 | -3329 | -3329 | -3329 | -3329 | -3329 | -3329 | -3329 | -3329 | -3329 | -3329 | -3329 | -3329 | -3329 | -3329 | -3329 | -3329 | -3329 | -3329 | -3329 | -3329 | -3329 | -3329 | -3329 | -3329 | -3329 | -3329 | -3329 | -3329 | -3329 | -3329 | -3329 | -3329 | -3329 | -3329 | -3329 | -3329 | -3329 | -3329 | -3358 | -3547 | -3734 | -3915 | -4085 | -4238 | -4371 | -4495 | -4614 | -4727 | -4828 | -4912 | -4981 | -5038 | -5085 | -5122 | -5147 | -5164 | -5178 | -5203 | -5234 | -5264 | -5292 | -5319 | -5343 | -5362 | -5379 | -5395 | -5399 | -5388 | -5354 | -5300 | -5237 | -5165 | -5085 | -5003 | -4919 | -4839 | -4761 | -4683 | -4599 | -4503 | -4405 | -4300 | -4175 | -4034 | -3882 | -3726 | -3569 | -3413 | -3329 | -3329 | -3329 | -3329 | -3329 | -3329 | -3329 | -3329 | -3329 | -3329 | -3329 | -3329 | -3329 | -3329 | -3329 | -3329 | -3329 | -3329 | -3329 | -3329 | -3329 | -3329 | -3329 | -3329 | -3329 | -3329 | -3329 | -3329 | -3329 | -3329 | -3329 | -3329 | -3329 | -3329 | -3329 | -3329 | -3329 | -3329 | -3329 | -3329 | -3329 | -3329 | -3408 | -3508 | -3606 | -3698 | -3786 | -3872 | -3957 | -4042 | -4119 | -4182 | -4223 | -4252 | -4277 | -4290 | -4288 | -4275 | -4251 | -4219 | -4180 | -4136 | -4090 | -4047 | -4016 | -4015 | -4021 | -4026 | -4028 | -4031 | -4035 | -4041 | -4051 | -4063 | -4067 | -4064 | -4054 | -4022 | -3980 | -3936 | -3893 | -3851 | -3810 | -3768 | -3722 | -3673 | -3622 | -3571 | -3531 | -3482 | -3420 | -3352 | -3329 | -3329 | -3329 | -3329 | -3329 | -3329 | -3329 | -3329 | -3329 | -3329 | -3329 | -3329 | -3329 | -3329 | -3329 | -3329 | -3329 | -3329 | -3329 | -3329 | -3329 | -3329 | -3329 | -3329 | -3329 | -3329 | -3329 | -3329 | -3329 | -3329 | -3329 | -3329 | -3329 | -3329 | -3329 | -3329 | -3329 | -3329 | -3329 | -3329 | -3329 | -3329 | -3329 | -3329 | -3329 | -3329 | -3329 | -3329 | -3329 | -3329 | -3329 | -3329 | -3329 | -3329 | -3329 | -3329 | -3329 | -3329 | -3329 | -3329 | -3329 | -3329 | -3329 | -3329 | -3329 | -3329 | -3329 | -3329 | -3329 | -3329 | -3329 | -3329 | -3329 | -3329 | -3329 | -3329 | -3329 | -3329 | -3329 | -3329 | -3329 | -3329 | -3329 | -3329 | -3329 | -3329 | -3329 | -3329 | -3329 | -3329 | -3329 | -3329 | -3329 | -3329 | -3329 | -3329 | -3329 | -3329 | -3329 | -3329 | -3329 | -3329 | -3329 | -3329 | -3329 | -3329 | -3329 | -3329 | -3329 | -3329 | -3329 | -3329 | -3329 | -3329 | -3329 | -3329 | -3329 | -3329 | -3329 | -3329 | -3329 | -3329 | -3329 | -3329 | -3329 | -3329 | -3329 | -3329 | -3329 | -3329 | -3329 | -3329 | -3329 | -3329 | -3329 | -3329 | -3329 | -3329 | -3329 | -3329 | -3329 | -3329 | -3329 | -3329 | -3329 | -3329 | -3329 | -3329 | -3329 | -3329 | -3329 | -3329 | -3329 | -3329 | -3329 | -3329 | -3329 | -3329 | -3329 | -3329 | -3329 | -3329 | -3329 | -3329 | -3329 | -3329 | -3329 | -3329 | -3329 | -3329 | -3329 | -3329 | -3329 | -3329 | -3329 | -3329 | -3329 | -3329 | -3329 | -3329 | -3329 | -3329 | -3329 | -3329 | -3329 | -3329 | -3329 | -3329 | -3329 | -3329 | -3329 | -3329 | -3329 | -3329 | -3329 | -3329 | -3329 | -3329 | -3329 | -3329 | -3329 | -3329 | -3329 | -3329 | -3329 | -3329 | -3329 | -3329 | -3329 | -3329 | -3329 | -3329 | -3329 | -3329 | -3329 | -3329 | -3329 | -3329 | -3329 | -3329 | -3329 | -3329 | -3329 | -3329 | -3329 | -3329 | -3329 | -3329 | -3329 | -3329 | -3329 | -3329 | -3329 | -3329 | -3329 | -3329 | -3329 | -3329 | -3329 | -3329 | -3329 | -3329 | -3329 | -3329 | -3329 | -3329 | -3410 | -3526 | -3629 | -3727 | -3824 | -3927 | -4042 | -4170 | -4309 | -4463 | -4627 | -4797 | -4968 | -5136 | -5294 | -5435 | -5567 | -5692 | -5810 | -5923 | -6035 | -6146 | -6255 | -6365 | -6478 | -6578 | -6674 | -6767 | -6852 | -6925 | -6981 | -7016 | -7030 | -7022 | -6996 | -6957 | -6912 | -6867 | -6826 | -6783 | -6728 | -6661 | -6589 | -6512 | -6425 | -6328 | -6224 | -6115 | -6010 | -5919 | -5842 | -5768 | -5695 | -5624 | -5564 | -5518 | -5483 | -5459 | -5445 | -5440 | -5440 | -5440 | -5441 | -5455 | -5480 | -5514 | -5556 | -5602 | -5655 | -5712 | -5772 | -5834 | -5895 | -5939 | -5961 | -5965 | -5964 | -5959 | -5946 | -5924 | -5893 | -5855 | -5808 | -5755 | -5698 | -5639 | -5590 | -5543 | -5485 | -5422 | -5357 | -5295 | -5234 | -5179 | -5130 | -5084 | -5032 | -4954 | -4867 | -4747 | -4612 | -4471 | -4325 | -4180 | -4036 | -3891 | -3744 | -3595 | -3447 | -3329 | -3329 | -3329 | -3329 | -3329 | -3329 | -3329 | -3329 | -3329 | -3329 | -3329 | -3329 | -3329 | -3329 | -3329 | -3329 | -3329 | -3329 | -3329 | -3329 | -3329 | -3329 | -3329 | -3329 | -3329 | -3458 | -3610 | -3761 | -3910 | -4059 | -4208 | -4353 | -4491 | -4621 | -4744 | -4852 | -4934 | -4981 | -4982 | -4953 | -4903 | -4839 | -4768 | -4696 | -4624 | -4553 | -4488 | -4429 | -4378 | -4332 | -4270 | -4207 | -4150 | -4100 | -4060 | -4029 | -4007 | -3996 | -3996 | -4014 | -4052 | -4112 | -4201 | -4301 | -4406 | -4513 | -4622 | -4727 | -4828 | -4924 | -5010 | -5087 | -5157 | -5229 | -5311 | -5386 | -5455 | -5518 | -5573 | -5623 | -5668 | -5712 | -5753 | -5788 | -5812 | -5828 | -5833 | -5832 | -5828 | -5817 | -5798 | -5777 | -5752 | -5722 | -5684 | -5641 | -5593 | -5560 | -5537 | -5508 | -5472 | -5436 | -5397 | -5355 | -5304 | -5244 | -5177 | -5110 | -5043 | -4979 | -4921 | -4873 | -4845 | -4846 | -4869 | -4904 | -4952 | -5011 | -5081 | -5160 | -5245 | -5315 | -5380 | -5461 | -5554 | -5650 | -5746 | -5846 | -5951 | -6062 | -6178 | -6291 | -6396 | -6490 | -6577 | -6657 | -6725 | -6772 | -6807 | -6832 | -6848 | -6859 | -6870 | -6882 | -6894 | -6907 | -6904 | -6891 | -6878 | -6867 | -6861 | -6858 | -6856 | -6854 | -6850 | -6849 | -6861 | -6886 | -6923 | -6965 | -7008 | -7046 | -7077 | -7105 | -7133 | -7161 | -7190 | -7222 | -7258 | -7289 | -7319 | -7353 | -7387 | -7421 | -7458 | -7498 | -7542 | -7590 | -7641 | -7696 | -7737 | -7750 | -7721 | -7669 | -7606 | -7534 | -7460 | -7392 | -7329 | -7268 | -7207 | -7143 | -7079 | -7031 | -6993 | -6952 | -6912 | -6872 | -6832 | -6792 | -6752 | -6713 | -6676 | -6636 | -6581 | -6537 | -6494 | -6431 | -6360 | -6289 | -6217 | -6138 | -6050 | -5954 | -5854 | -5751 | -5652 | -5573 | -5505 | -5437 | -5368 | -5299 | -5232 | -5164 | -5097 | -5030 | -4962 | -4896 | -4825 | -4750 | -4660 | -4566 | -4475 | -4388 | -4308 | -4234 | -4166 | -4104 | -4050 | -4004 | -3964 | -3905 | -3828 | -3760 | -3696 | -3630 | -3557 | -3479 | -3397 | -3329 | -3329 | -3329 | -3329 | -3329 | -3329 | -3329 | -3407 | -3542 | -3680 | -3825 | -3980 | -4145 | -4316 | -4484 | -4635 | -4768 | -4893 | -5006 | -5113 | -5219 | -5327 | -5435 | -5543 | -5649 | -5753 | -5851 | -5936 | -6008 | -6069 | -6127 | -6189 | -6249 | -6299 | -6335 | -6359 | -6373 | -6379 | -6384 | -6392 | -6408 | -6437 | -6475 | -6518 | -6566 | -6618 | -6671 | -6726 | -6783 | -6843 | -6905 | -6953 | -6979 | -6976 | -6959 | -6933 | -6904 | -6877 | -6852 | -6828 | -6801 | -6769 | -6738 | -6709 | -6691 | -6681 | -6670 | -6657 | -6643 | -6626 | -6606 | -6584 | -6562 | -6542 | -6526 | -6507 | -6484 | -6449 | -6410 | -6369 | -6326 | -6283 | -6237 | -6186 | -6131 | -6076 | -6018 | -5963 | -5923 | -5878 | -5825 | -5766 | -5706 | -5657 | -5622 | -5592 | -5561 | -5525 | -5482 | -5437 | -5408 | -5399 | -5396 | -5395 | -5402 | -5418 | -5444 | -5474 | -5503 | -5526 | -5543 | -5554 | -5542 | -5516 | -5485 | -5448 | -5396 | -5321 | -5222 | -5109 | -4989 | -4868 | -4750 | -4663 | -4597 | -4560 | -4545 | -4543 | -4552 | -4572 | -4598 | -4631 | -4673 | -4725 | -4783 | -4842 | -4895 | -4945 | -5000 | -5060 | -5122 | -5188 | -5257 | -5327 | -5398 | -5469 | -5539 | -5608 | -5673 | -5733 | -5782 | -5817 | -5837 | -5846 | -5846 | -5838 | -5824 | -5805 | -5785 | -5770 | -5768 | -5779 | -5797 | -5825 | -5867 | -5923 | -5989 | -6066 | -6152 | -6242 | -6329 | -6388 | -6422 | -6425 | -6411 | -6394 | -6370 | -6332 | -6281 | -6220 | -6154 | -6083 | -6005 | -5926 | -5847 | -5750 | -5645 | -5531 | -5408 | -5274 | -5132 | -4979 | -4818 | -4653 | -4487 | -4340 | -4212 | -4112 | -4015 | -3913 | -3809 | -3711 | -3625 | -3552 | -3489 | -3435 | -3392 | -3351 | -3329 | -3329 | -3329 | -3329 | -3329 | -3329 | -3329 | -3329 | -3329 | -3329 | -3329 | -3329 | -3329 | -3329 | -3329 | -3329 | -3329 | -3329 | -3329 | -3329 | -3329 | -3329 | -3364 | -3423 | -3483 | -3548 | -3613 | -3683 | -3756 | -3829 | -3902 | -3975 | -4045 | -4114 | -4180 | -4228 | -4260 | -4269 | -4259 | -4238 | -4209 | -4174 | -4139 | -4106 | -4074 | -4045 | -4018 | -3996 | -3992 | -3996 | -4004 | -4016 | -4035 | -4064 | -4103 | -4149 | -4202 | -4261 | -4323 | -4366 | -4378 | -4351 | -4299 | -4239 | -4174 | -4103 | -4028 | -3947 | -3861 | -3772 | -3687 | -3620 | -3590 | -3576 | -3570 | -3568 | -3570 | -3573 | -3577 | -3581 | -3588 | -3596 | -3605 | -3610 | -3601 | -3588 | -3549 | -3500 | -3450 | -3402 | -3357 | -3329 | -3329 | -3329 | -3329 | -3329 | -3329 | -3329 | -3329 | -3329 | -3329 | -3329 | -3329 | -3329 | -3329 | -3329 | -3329 | -3329 | -3329 | -3329 | -3329 | -3329 | -3329 | -3329 | -3329 | -3329 | -3329 | -3329 | -3329 | -3329 | -3329 | -3329 | -3329 | -3329 | -3329 | -3329 | -3329 | -3329 | -3329 | -3329 | -3329 | -3329 | -3329 | -3329 | -3329 | -3329 | -3329 | -3329 | -3329 | -3329 | -3329 | -3329 | -3329 | -3329 | -3329 | -3329 | -3329 | -3329 | -3329 | -3329 | -3329 | -3329 | -3329 | -3329 | -3329 | -3329 | -3329 | -3329 | -3329 | -3329 | -3329 | -3329 | -3329 | -3329 | -3329 | -3329 | -3329 | -3329 | -3329 | -3329 | -3329 | -3329 | -3329 | -3329 | -3329 | -3329 | -3329 | -3329 | -3329 | -3329 | -3329 | -3329 | -3329 | -3329 | -3329 | -3329 | -3329 | -3329 | -3329 | -3329 | -3329 | -3329 | -3329 | -3329 | -3329 | -3329 | -3329 | -3329 | -3329 | -3329 | -3329 | -3329 | -3329 | -3329 | -3329 | -3329 | -3329 | -3329 | -3329 | -3329 | -3329 | -3329 | -3329 | -3329 | -3329 | -3329 | -3329 | -3329 | -3329 | -3329 | -3329 | -3329 | -3329 | -3329 | -3329 | -3329 | -3329 | -3329 | -3329 | -3329 | -3329 | -3329 | -3329 | -3329 | -3329 | -3329 | -3329 | -3329 | -3329 | -3329 | -3335 | -3468 | -3605 | -3743 | -3878 | -4008 | -4134 | -4251 | -4360 | -4462 | -4558 | -4653 | -4742 | -4832 | -4925 | -5017 | -5097 | -5158 | -5202 | -5234 | -5252 | -5257 | -5259 | -5266 | -5288 | -5316 | -5344 | -5375 | -5412 | -5453 | -5498 | -5549 | -5606 | -5665 | -5731 | -5791 | -5833 | -5863 | -5888 | -5912 | -5935 | -5958 | -5978 | -5993 | -6007 | -6018 | -6029 | -6043 | -6069 | -6090 | -6108 | -6120 | -6126 | -6130 | -6130 | -6126 | -6118 | -6103 | -6077 | -6051 | -6028 | -6005 | -5982 | -5967 | -5964 | -5965 | -5972 | -5980 | -5988 | -5997 | -6007 | -6018 | -6037 | -6069 | -6111 | -6164 | -6227 | -6298 | -6377 | -6467 | -6566 | -6674 | -6789 | -6901 | -6988 | -7032 | -7037 | -7021 | -6985 | -6940 | -6887 | -6832 | -6773 | -6713 | -6653 | -6617 | -6603 | -6589 | -6573 | -6553 | -6530 | -6503 | -6473 | -6441 | -6407 | -6372 | -6339 | -6305 | -6270 | -6260 | -6230 | -6172 | -6101 | -6026 | -5949 | -5870 | -5788 | -5705 | -5625 | -5545 | -5429 | -5297 | -5158 | -5016 | -4872 | -4729 | -4589 | -4451 | -4311 | -4168 | -4023 | -3883 | -3756 | -3641 | -3545 | -3468 | -3401 | -3336 | -3329 | -3329 | -3329 | -3329 | -3329 | -3329 | -3329 | -3329 | -3329 | -3329 | -3329 | -3329 | -3329 | -3329 | -3329 | -3329 | -3329 | -3329 | -3329 | -3329 | -3329 | -3329 | -3329 | -3329 | -3329 | -3329 | -3329 | -3329 | -3329 | -3329 | -3329 | -3329 | -3329 | -3329 | -3351 | -3435 | -3527 | -3626 | -3731 | -3838 | -3946 | -4046 | -4134 | -4209 | -4261 | -4285 | -4298 | -4305 | -4309 | -4310 | -4310 | -4311 | -4316 | -4319 | -4292 | -4252 | -4208 | -4158 | -4099 | -4033 | -3961 | -3883 | -3798 | -3708 | -3611 | -3519 | -3447 | -3405 | -3394 | -3404 | -3414 | -3419 | -3423 | -3431 | -3446 | -3466 | -3490 | -3504 | -3508 | -3520 | -3534 | -3551 | -3566 | -3576 | -3581 | -3583 | -3586 | -3588 | -3591 | -3593 | -3597 | -3611 | -3644 | -3687 | -3746 | -3818 | -3898 | -3977 | -4049 | -4110 | -4156 | -4186 | -4201 | -4210 | -4214 | -4212 | -4209 | -4209 | -4213 | -4217 | -4222 | -4228 | -4235 | -4247 | -4265 | -4290 | -4335 | -4400 | -4480 | -4571 | -4675 | -4790 | -4910 | -5031 | -5146 | -5261 | -5405 | -5549 | -5690 | -5831 | -5972 | -6111 | -6246 | -6378 | -6507 | -6635 | -6761 | -6882 | -6973 | -7028 | -7041 | -7041 | -7033 | -7018 | -7000 | -6983 | -6969 | -6963 | -6963 | -6966 | -6946 | -6922 | -6900 | -6884 | -6871 | -6860 | -6854 | -6853 | -6856 | -6863 | -6871 | -6881 | -6875 | -6864 | -6835 | -6781 | -6710 | -6627 | -6531 | -6423 | -6306 | -6186 | -6072 | -5978 | -5894 | -5806 | -5705 | -5588 | -5459 | -5318 | -5169 | -5013 | -4852 | -4686 | -4520 | -4367 | -4275 | -4229 | -4242 | -4293 | -4367 | -4458 | -4562 | -4676 | -4795 | -4914 | -5024 | -5108 | -5186 | -5270 | -5363 | -5466 | -5576 | -5691 | -5810 | -5930 | -6051 | -6172 | -6290 | -6397 | -6479 | -6530 | -6540 | -6515 | -6472 | -6417 | -6354 | -6288 | -6216 | -6142 | -6064 | -5969 | -5837 | -5685 | -5519 | -5341 | -5154 | -4964 | -4771 | -4580 | -4388 | -4192 | -3993 | -3795 | -3608 | -3432 | -3329 | -3329 | -3329 | -3329 | -3329 | -3329 | -3329 | -3329 | -3329 | -3329 | -3329 | -3329 | -3329 | -3329 | -3329 | -3329 | -3329 | -3329 | -3329 | -3329 | -3329 | -3329 | -3329 | -3329 | -3329 | -3329 | -3329 | -3329 | -3329 | -3329 | -3329 | -3329 | -3329 | -3329 | -3329 | -3329 | -3329 | -3329 | -3329 | -3329 | -3329 | -3329 | -3329 | -3329 | -3329 | -3329 | -3329 | -3360 | -3462 | -3580 | -3705 | -3830 | -3952 | -4071 | -4188 | -4298 | -4402 | -4512 | -4629 | -4741 | -4849 | -4952 | -5047 | -5133 | -5211 | -5281 | -5345 | -5404 | -5463 | -5527 | -5600 | -5685 | -5791 | -5905 | -6012 | -6110 | -6200 | -6282 | -6359 | -6435 | -6511 | -6600 | -6695 | -6788 | -6881 | -6979 | -7078 | -7179 | -7278 | -7374 | -7467 | -7553 | -7631 | -7702 | -7750 | -7786 | -7779 | -7742 | -7694 | -7643 | -7592 | -7542 | -7491 | -7444 | -7405 | -7370 | -7319 | -7264 | -7202 | -7131 | -7052 | -6961 | -6857 | -6744 | -6624 | -6503 | -6385 | -6268 | -6179 | -6117 | -6095 | -6097 | -6108 | -6118 | -6127 | -6133 | -6134 | -6126 | -6103 | -6055 | -5988 | -5910 | -5821 | -5724 | -5621 | -5522 | -5432 | -5355 | -5293 | -5248 | -5220 | -5210 | -5212 | -5225 | -5248 | -5274 | -5306 | -5347 | -5398 | -5455 | -5516 | -5581 | -5651 | -5744 | -5861 | -5994 | -6140 | -6297 | -6460 | -6621 | -6774 | -6915 | -7036 | -7134 | -7207 | -7259 | -7291 | -7310 | -7317 | -7313 | -7308 | -7304 | -7308 | -7324 | -7356 | -7408 | -7474 | -7526 | -7574 | -7632 | -7691 | -7745 | -7794 | -7846 | -7905 | -7971 | -8044 | -8124 | -8214 | -8311 | -8418 | -8523 | -8629 | -8729 | -8806 | -8851 | -8869 | -8861 | -8827 | -8767 | -8696 | -8665 | -8644 | -8615 | -8581 | -8547 | -8519 | -8494 | -8469 | -8441 | -8413 | -8381 | -8339 | -8286 | -8218 | -8128 | -7996 | -7827 | -7645 | -7464 | -7278 | -7088 | -6895 | -6704 | -6531 | -6350 | -6148 | -5937 | -5725 | -5514 | -5297 | -5075 | -4850 | -4624 | -4399 | -4178 | -3967 | -3765 | -3577 | -3408 | -3329 | -3329 | -3329 | -3329 | -3329 | -3329 | -3329 | -3329 | -3329 | -3329 | -3329 | -3329 | -3329 | -3329 | -3329 | -3329 | -3329 | -3329 | -3329 | -3329 | -3329 | -3329 | -3329 | -3329 | -3329 | -3329 | -3329 | -3329 | -3329 | -3434 | -3627 | -3817 | -3987 | -4134 | -4284 | -4438 | -4592 | -4743 | -4891 | -5036 | -5179 | -5317 | -5450 | -5577 | -5699 | -5816 | -5936 | -6047 | -6139 | -6216 | -6278 | -6328 | -6369 | -6403 | -6431 | -6456 | -6490 | -6549 | -6619 | -6693 | -6775 | -6867 | -6968 | -7074 | -7182 | -7288 | -7393 | -7494 | -7587 | -7671 | -7742 | -7807 | -7877 | -7931 | -7969 | -8006 | -8043 | -8082 | -8128 | -8183 | -8239 | -8268 | -8273 | -8267 | -8251 | -8226 | -8194 | -8159 | -8124 | -8096 | -8076 | -8064 | -8058 | -8059 | -8073 | -8099 | -8129 | -8180 | -8253 | -8335 | -8426 | -8521 | -8617 | -8711 | -8800 | -8887 | -8983 | -9088 | -9200 | -9317 | -9435 | -9548 | -9652 | -9743 | -9821 | -9893 | -9962 | -10028 | -10103 | -10179 | -10255 | -10322 | -10375 | -10415 | -10444 | -10464 | -10473 | -10477 | -10478 | -10499 | -10518 | -10526 | -10529 | -10531 | -10532 | -10535 | -10541 | -10550 | -10563 | -10576 | -10591 | -10605 | -10615 | -10627 | -10650 | -10689 | -10736 | -10783 | -10828 | -10873 | -10914 | -10949 | -10984 | -11024 | -11061 | -11096 | -11128 | -11157 | -11182 | -11204 | -11222 | -11237 | -11245 | -11247 | -11245 | -11241 | -11240 | -11243 | -11243 | -11233 | -11214 | -11189 | -11161 | -11132 | -11107 | -11084 | -11065 | -11053 | -11042 | -11035 | -11031 | -11032 | -11039 | -11053 | -11070 | -11091 | -11116 | -11143 | -11170 | -11198 | -11222 | -11237 | -11237 | -11228 | -11228 | -11235 | -11247 | -11260 | -11275 | -11293 | -11315 | -11348 | -11384 | -11421 | -11459 | -11497 | -11537 | -11580 | -11629 | -11686 | -11751 | -11824 | -11906 | -11987 | -12065 | -12132 | -12186 | -12208 | -12206 | -12193 | -12177 | -12159 | -12140 | -12123 | -12116 | -12121 | -12130 | -12145 | -12166 | -12190 | -12217 | -12243 | -12267 | -12292 | -12315 | -12337 | -12358 | -12385 | -12408 | -12406 | -12389 | -12345 | -12288 | -12229 | -12166 | -12100 | -12034 | -11973 | -11926 | -11883 | -11836 | -11787 | -11738 | -11691 | -11647 | -11609 | -11575 | -11545 | -11519 | -11497 | -11477 | -11457 | -11435 | -11411 | -11390 | -11369 | -11341 | -11311 | -11280 | -11250 | -11220 | -11192 | -11176 | -11170 | -11166 | -11161 | -11156 | -11149 | -11140 | -11129 | -11117 | -11104 | -11089 | -11071 | -11051 | -11032 | -11015 | -11003 | -10984 | -10963 | -10941 | -10919 | -10893 | -10863 | -10829 | -10794 | -10753 | -10698 | -10631 | -10561 | -10491 | -10417 | -10332 | -10231 | -10113 | -9981 | -9836 | -9685 | -9528 | -9364 | -9206 | -9055 | -8908 | -8774 | -8635 | -8487 | -8337 | -8188 | -8045 | -7909 | -7755 | -7562 | -7377 | -7194 | -7009 | -6827 | -6650 | -6475 | -6306 | -6141 | -5979 | -5819 | -5664 | -5515 | -5378 | -5278 | -5228 | -5237 | -5287 | -5361 | -5446 | -5535 | -5619 | -5693 | -5771 | -5862 | -5946 | -6023 | -6096 | -6164 | -6230 | -6306 | -6386 | -6468 | -6550 | -6629 | -6703 | -6775 | -6840 | -6883 | -6889 | -6847 | -6774 | -6688 | -6598 | -6510 | -6429 | -6360 | -6291 | -6207 | -6127 | -6049 | -5972 | -5897 | -5826 | -5755 | -5689 | -5635 | -5595 | -5571 | -5563 | -5569 | -5589 | -5621 | -5669 | -5757 | -5886 | -6036 | -6198 | -6362 | -6525 | -6682 | -6856 | -7051 | -7236 | -7433 | -7652 | -7882 | -8110 | -8332 | -8544 | -8746 | -8936 | -9115 | -9281 | -9428 | -9553 | -9652 | -9717 | -9723 | -9672 | -9584 | -9472 | -9349 | -9219 | -9091 | -8951 | -8793 | -8646 | -8492 | -8318 | -8131 | -7940 | -7744 | -7546 | -7346 | -7145 | -6943 | -6746 | -6561 | -6396 | -6254 | -6125 | -6020 | -5934 | -5862 | -5797 | -5737 | -5681 | -5625 | -5569 | -5518 | -5465 | -5412 | -5362 | -5313 | -5268 | -5231 | -5201 | -5178 | -5163 | -5158 | -5157 | -5157 | -5157 | -5158 | -5162 | -5169 | -5178 | -5197 | -5229 | -5275 | -5338 | -5414 | -5485 | -5536 | -5587 | -5637 | -5685 | -5738 | -5796 | -5859 | -5928 | -6001 | -6077 | -6154 | -6233 | -6316 | -6405 | -6528 | -6703 | -6935 | -7203 | -7486 | -7771 | -8049 | -8310 | -8546 | -8749 | -8933 | -9108 | -9274 | -9430 | -9573 | -9707 | -9832 | -9950 | -10060 | -10162 | -10258 | -10344 | -10419 | -10483 | -10515 | -10514 | -10477 | -10414 | -10335 | -10246 | -10151 | -10055 | -9967 | -9916 | -9885 | -9857 | -9833 | -9814 | -9802 | -9798 | -9802 | -9810 | -9817 | -9821 | -9823 | -9822 | -9822 | -9823 | -9824 | -9824 | -9815 | -9797 | -9770 | -9734 | -9688 | -9636 | -9582 | -9527 | -9475 | -9419 | -9362 | -9302 | -9237 | -9160 | -9069 | -8968 | -8861 | -8748 | -8626 | -8501 | -8372 | -8242 | -8115 | -7981 | -7849 | -7715 | -7581 | -7448 | -7319 | -7198 | -7084 | -6972 | -6865 | -6767 | -6675 | -6590 | -6511 | -6438 | -6370 | -6306 | -6249 | -6200 | -6159 | -6126 | -6100 | -6078 | -6056 | -6048 | -6064 | -6097 | -6141 | -6190 | -6245 | -6302 | -6362 | -6424 | -6469 | -6510 | -6549 | -6587 | -6623 | -6659 | -6702 | -6746 | -6790 | -6836 | -6884 | -6932 | -6980 | -7031 | -7104 | -7191 | -7290 | -7405 | -7537 | -7684 | -7841 | -7998 | -8145 | -8268 | -8377 | -8477 | -8568 | -8652 | -8731 | -8805 | -8874 | -8943 | -9013 | -9083 | -9151 | -9218 | -9284 | -9347 | -9409 | -9474 | -9534 | -9583 | -9622 | -9651 | -9671 | -9688 | -9705 | -9716 | -9728 | -9741 | -9757 | -9775 | -9797 | -9822 | -9847 | -9872 | -9899 | -9927 | -9958 | -9992 | -10029 | -10068 | -10103 | -10123 | -10120 | -10095 | -10052 | -10001 | -9949 | -9900 | -9861 | -9861 | -9880 | -9909 | -9947 | -9993 | -10043 | -10098 | -10160 | -10228 | -10299 | -10371 | -10444 | -10516 | -10588 | -10658 | -10717 | -10759 | -10783 | -10794 | -10800 | -10801 | -10800 | -10799 | -10801 | -10803 | -10805 | -10810 | -10816 | -10821 | -10826 | -10831 | -10833 | -10832 | -10828 | -10821 | -10810 | -10794 | -10776 | -10758 | -10747 | -10752 | -10781 | -10822 | -10865 | -10903 | -10935 | -10960 | -10982 | -10998 | -11003 | -10999 | -10983 | -10957 | -10921 | -10876 | -10823 | -10765 | -10702 | -10635 | -10566 | -10496 | -10426 | -10355 | -10288 | -10227 | -10185 | -10161 | -10155 | -10165 | -10185 | -10212 | -10240 | -10241 | -10224 | -10202 | -10177 | -10150 | -10123 | -10096 | -10066 | -10033 | -9997 | -9962 | -9927 | -9892 | -9857 | -9824 | -9800 | -9786 | -9778 | -9779 | -9781 | -9778 | -9767 | -9747 | -9717 | -9703 | -9700 | -9695 | -9686 | -9676 | -9664 | -9654 | -9650 | -9652 | -9657 | -9666 | -9679 | -9691 | -9700 | -9708 | -9720 | -9740 | -9767 | -9799 | -9842 | -9905 | -9987 | -10083 | -10185 | -10263 | -10333 | -10411 | -10498 | -10590 | -10686 | -10782 | -10875 | -10968 | -11062 | -11159 | -11258 | -11361 | -11466 | -11570 | -11671 | -11760 | -11833 | -11900 | -11962 | -12009 | -12044 | -12072 | -12102 | -12184 | -12290 | -12396 | -12500 | -12602 | -12702 | -12801 | -12901 | -13001 | -13093 | -13166 | -13223 | -13273 | -13324 | -13378 | -13436 | -13495 | -13553 | -13605 | -13649 | -13692 | -13737 | -13785 | -13839 | -13881 | -13923 | -13979 | -14050 | -14133 | -14227 | -14334 | -14447 | -14568 | -14700 | -14852 | -15021 | -15199 | -15382 | -15568 | -15736 | -15871 | -15958 | -16010 | -16043 | -16068 | -16088 | -16108 | -16139 | -16185 | -16237 | -16293 | -16351 | -16409 | -16467 | -16523 | -16576 | -16625 | -16669 | -16707 | -16740 | -16769 | -16791 | -16807 | -16819 | -16829 | -16839 | -16844 | -16842 | -16838 | -16830 | -16820 | -16812 | -16807 | -16792 | -16768 | -16740 | -16709 | -16676 | -16643 | -16614 | -16591 | -16574 | -16562 | -16554 | -16549 | -16549 | -16551 | -16556 | -16560 | -16570 | -16576 | -16581 | -16587 | -16597 | -16612 | -16640 | -16682 | -16719 | -16759 | -16801 | -16845 | -16889 | -16930 | -16964 | -16989 | -17006 | -17013 | -17012 | -17004 | -16990 | -16972 | -16955 | -16947 | -16949 | -16958 | -16976 | -16997 | -17015 | -17028 | -17051 | -17074 | -17092 | -17096 | -17087 | -17071 | -17047 | -17019 | -16987 | -16953 | -16918 | -16882 | -16846 | -16808 | -16770 | -16729 | -16681 | -16634 | -16603 | -16582 | -16556 | -16528 | -16503 | -16484 | -16453 | -16385 | -16305 | -16220 | -16131 | -16037 | -15937 | -15832 | -15724 | -15615 | -15506 | -15397 | -15290 | -15183 | -15075 | -14967 | -14878 | -14815 | -14781 | -14788 | -14820 | -14860 | -14896 | -14919 | -14914 | -14884 | -14843 | -14799 | -14752 | -14705 | -14658 | -14610 | -14562 | -14515 | -14469 | -14426 | -14387 | -14352 | -14322 | -14297 | -14277 | -14262 | -14244 | -14217 | -14190 | -14171 | -14160 | -14156 | -14153 | -14166 | -14188 | -14212 | -14232 | -14248 | -14261 | -14271 | -14277 | -14278 | -14273 | -14263 | -14250 | -14234 | -14214 | -14192 | -14176 | -14171 | -14177 | -14191 | -14203 | -14214 | -14223 | -14230 | -14239 | -14246 | -14247 | -14248 | -14254 | -14264 | -14277 | -14291 | -14303 | -14313 | -14324 | -14334 | -14346 | -14354 | -14359 | -14359 | -14354 | -14343 | -14329 | -14318 | -14315 | -14313 | -14310 | -14307 | -14292 | -14250 | -14207 | -14161 | -14111 | -14056 | -13995 | -13931 | -13867 | -13805 | -13742 | -13680 | -13617 | -13556 | -13497 | -13442 | -13388 | -13335 | -13286 | -13243 | -13207 | -13176 | -13150 | -13127 | -13105 | -13075 | -13042 | -13010 | -12979 | -12949 | -12921 | -12897 | -12876 | -12855 | -12835 | -12817 | -12801 | -12789 | -12785 | -12785 | -12792 | -12805 | -12824 | -12843 | -12856 | -12865 | -12871 | -12875 | -12887 | -12923 | -12968 | -13020 | -13079 | -13142 | -13208 | -13274 | -13340 | -13408 | -13478 | -13549 | -13619 | -13685 | -13747 | -13807 | -13864 | -13913 | -13947 | -13972 | -13998 | -14026 | -14058 | -14091 | -14115 | -14120 | -14121 | -14121 | -14120 | -14121 | -14126 | -14137 | -14156 | -14184 | -14219 | -14261 | -14310 | -14363 | -14417 | -14472 | -14530 | -14587 | -14638 | -14676 | -14706 | -14735 | -14764 | -14798 | -14851 | -14923 | -14999 | -15080 | -15165 | -15253 | -15345 | -15441 | -15538 | -15634 | -15729 | -15819 | -15905 | -15989 | -16074 | -16162 | -16248 | -16318 | -16374 | -16410 | -16429 | -16437 | -16440 | -16449 | -16488 | -16564 | -16647 | -16731 | -16819 | -16908 | -16994 | -17070 | -17136 | -17190 | -17236 | -17275 | -17311 | -17343 | -17366 | -17378 | -17378 | -17382 | -17392 | -17421 | -17459 | -17496 | -17527 | -17549 | -17541 | -17481 | -17400 | -17301 | -17184 | -17050 | -16904 | -16754 | -16604 | -16457 | -16309 | -16163 | -16014 | -15865 | -15720 | -15580 | -15449 | -15332 | -15230 | -15134 | -15043 | -14954 | -14864 | -14769 | -14657 | -14531 | -14403 | -14276 | -14152 | -14035 | -13927 | -13827 | -13735 | -13651 | -13573 | -13502 | -13445 | -13401 | -13366 | -13335 | -13303 | -13267 | -13226 | -13185 | -13149 | -13124 | -13112 | -13112 | -13125 | -13155 | -13192 | -13233 | -13276 | -13321 | -13365 | -13405 | -13435 | -13451 | -13452 | -13437 | -13404 | -13352 | -13290 | -13223 | -13159 | -13104 | -13058 | -13027 | -13009 | -12996 | -12983 | -12966 | -12945 | -12923 | -12910 | -12903 | -12899 | -12894 | -12889 | -12886 | -12890 | -12907 | -12938 | -12984 | -13044 | -13115 | -13192 | -13271 | -13352 | -13435 | -13526 | -13615 | -13690 | -13751 | -13805 | -13857 | -13917 | -13987 | -14057 | -14131 | -14210 | -14296 | -14386 | -14478 | -14573 | -14668 | -14759 | -14847 | -14932 | -15014 | -15097 | -15181 | -15263 | -15325 | -15359 | -15358 | -15337 | -15313 | -15296 | -15291 | -15276 | -15240 | -15198 | -15148 | -15087 | -15013 | -14928 | -14831 | -14726 | -14614 | -14498 | -14378 | -14252 | -14118 | -13973 | -13818 | -13657 | -13510 | -13382 | -13286 | -13214 | -13156 | -13097 | -13027 | -12951 | -12869 | -12781 | -12688 | -12594 | -12502 | -12414 | -12334 | -12259 | -12188 | -12120 | -12054 | -11992 | -11934 | -11882 | -11837 | -11799 | -11769 | -11748 | -11741 | -11745 | -11755 | -11767 | -11778 | -11785 | -11792 | -11805 | -11823 | -11845 | -11871 | -11900 | -11930 | -11964 | -12004 | -12051 | -12105 | -12166 | -12236 | -12317 | -12407 | -12506 | -12614 | -12729 | -12846 | -12961 | -13075 | -13186 | -13298 | -13418 | -13536 | -13650 | -13761 | -13867 | -13967 | -14061 | -14150 | -14234 | -14313 | -14387 | -14453 | -14511 | -14558 | -14591 | -14615 | -14629 | -14640 | -14649 | -14659 | -14671 | -14679 | -14682 | -14677 | -14655 | -14629 | -14605 | -14581 | -14560 | -14544 | -14531 | -14524 | -14520 | -14518 | -14517 | -14522 | -14532 | -14550 | -14576 | -14607 | -14641 | -14664 | -14674 | -14672 | -14658 | -14638 | -14624 | -14619 | -14638 | -14676 | -14721 | -14771 | -14826 | -14886 | -14948 | -15011 | -15076 | -15140 | -15202 | -15261 | -15317 | -15371 | -15426 | -15483 | -15541 | -15598 | -15653 | -15698 | -15735 | -15774 | -15813 | -15856 | -15902 | -15944 | -15983 | -16024 | -16067 | -16113 | -16162 | -16216 | -16271 | -16327 | -16387 | -16451 | -16520 | -16591 | -16661 | -16730 | -16799 | -16859 | -16900 | -16939 | -16988 | -17041 | -17095 | -17151 | -17214 | -17289 | -17373 | -17460 | -17550 | -17642 | -17733 | -17821 | -17904 | -17982 | -18050 | -18108 | -18159 | -18203 | -18241 | -18268 | -18282 | -18293 | -18308 | -18324 | -18341 | -18360 | -18382 | -18401 | -18398 | -18366 | -18318 | -18252 | -18167 | -18063 | -17943 | -17813 | -17672 | -17526 | -17375 | -17223 | -17071 | -16919 | -16767 | -16620 | -16480 | -16350 | -16229 | -16112 | -15986 | -15846 | -15692 | -15526 | -15360 | -15199 | -15042 | -14893 | -14753 | -14628 | -14516 | -14413 | -14321 | -14237 | -14164 | -14103 | -14053 | -14015 | -13987 | -13962 | -13938 | -13912 | -13889 | -13863 | -13831 | -13793 | -13756 | -13737 | -13750 | -13763 | -13771 | -13778 | -13784 | -13785 | -13783 | -13778 | -13773 | -13770 | -13762 | -13746 | -13722 | -13689 | -13646 | -13595 | -13543 | -13502 | -13475 | -13467 | -13485 | -13524 | -13573 | -13606 | -13596 | -13579 | -13567 | -13555 | -13544 | -13539 | -13540 | -13546 | -13554 | -13563 | -13573 | -13585 | -13597 | -13609 | -13625 | -13648 | -13677 | -13710 | -13745 | -13781 | -13821 | -13866 | -13913 | -13964 | -14021 | -14084 | -14152 | -14223 | -14293 | -14358 | -14418 | -14477 | -14537 | -14599 | -14666 | -14737 | -14811 | -14890 | -14971 | -15050 | -15127 | -15193 | -15246 | -15284 | -15302 | -15308 | -15307 | -15313 | -15341 | -15375 | -15408 | -15440 | -15473 | -15506 | -15539 | -15573 | -15606 | -15636 | -15660 | -15680 | -15695 | -15707 | -15716 | -15725 | -15735 | -15748 | -15758 | -15767 | -15781 | -15799 | -15821 | -15847 | -15868 | -15887 | -15909 | -15933 | -15959 | -15986 | -16014 | -16043 | -16071 | -16102 | -16136 | -16174 | -16215 | -16259 | -16304 | -16350 | -16398 | -16448 | -16499 | -16548 | -16594 | -16639 | -16684 | -16733 | -16792 | -16854 | -16916 | -16972 | -17024 | -17074 | -17123 | -17168 | -17208 | -17244 | -17276 | -17305 | -17328 | -17347 | -17363 | -17378 | -17392 | -17409 | -17425 | -17440 | -17456 | -17479 | -17504 | -17526 | -17541 | -17552 | -17563 | -17579 | -17602 | -17627 | -17655 | -17687 | -17720 | -17754 | -17789 | -17825 | -17861 | -17895 | -17926 | -17954 | -17978 | -17989 | -17999 | -18015 | -18035 | -18054 | -18069 | -18086 | -18118 | -18154 | -18185 | -18209 | -18226 | -18235 | -18237 | -18238 | -18242 | -18251 | -18260 | -18271 | -18285 | -18305 | -18331 | -18360 | -18393 | -18423 | -18445 | -18455 | -18458 | -18458 | -18456 | -18458 | -18472 | -18490 | -18511 | -18536 | -18568 | -18605 | -18644 | -18678 | -18706 | -18728 | -18746 | -18761 | -18773 | -18783 | -18789 | -18790 | -18788 | -18784 | -18774 | -18763 | -18745 | -18725 | -18709 | -18704 | -18692 | -18678 | -18661 | -18641 | -18616 | -18588 | -18561 | -18535 | -18509 | -18479 | -18447 | -18414 | -18379 | -18342 | -18305 | -18270 | -18235 | -18210 | -18201 | -18200 | -18209 | -18224 | -18238 | -18231 | -18187 | -18129 | -18073 | -18016 | -17960 | -17905 | -17851 | -17798 | -17749 | -17706 | -17669 | -17637 | -17611 | -17589 | -17573 | -17563 | -17560 | -17570 | -17597 | -17637 | -17686 | -17740 | -17793 | -17844 | -17900 | -17965 | -18038 | -18121 | -18214 | -18317 | -18429 | -18552 | -18689 | -18838 | -18998 | -19168 | -19347 | -19536 | -19735 | -19941 | -20154 | -20358 | -20529 | -20668 | -20789 | -20898 | -21005 | -21117 | -21248 | -21389 | -21528 | -21659 | -21774 | -21872 | -21954 | -22019 | -22066 | -22098 | -22116 | -22122 | -22118 | -22106 | -22083 | -22052 | -22013 | -21973 | -21945 | -21929 | -21907 | -21873 | -21832 | -21785 | -21741 | -21701 | -21671 | -21653 | -21648 | -21656 | -21672 | -21693 | -21717 | -21740 | -21760 | -21776 | -21784 | -21781 | -21767 | -21743 | -21708 | -21667 | -21628 | -21589 | -21563 | -21547 | -21531 | -21501 | -21432 | -21330 | -21204 | -21059 | -20896 | -20719 | -20531 | -20334 | -20129 | -19918 | -19705 | -19492 | -19278 | -19067 | -18864 | -18669 | -18486 | -18321 | -18183 | -18068 | -17969 | -17884 | -17813 | -17756 | -17713 | -17685 | -17671 | -17673 | -17690 | -17724 | -17774 | -17840 | -17923 | -18022 | -18134 | -18260 | -18398 | -18545 | -18697 | -18852 | -19006 | -19149 | -19269 | -19366 | -19442 | -19502 | -19554 | -19610 | -19693 | -19788 | -19888 | -19990 | -20096 | -20200 | -20301 | -20396 | -20484 | -20564 | -20636 | -20699 | -20756 | -20809 | -20858 | -20907 | -20960 | -21009 | -21049 | -21074 | -21091 | -21106 | -21125 | -21155 | -21207 | -21272 | -21345 | -21419 | -21491 | -21560 | -21629 | -21698 | -21768 | -21839 | -21910 | -21981 | -22053 | -22125 | -22196 | -22263 | -22326 | -22383 | -22426 | -22462 | -22495 | -22527 | -22555 | -22579 | -22586 | -22579 | -22560 | -22530 | -22492 | -22447 | -22395 | -22337 | -22278 | -22220 | -22163 | -22107 | -22050 | -21992 | -21930 | -21864 | -21795 | -21733 | -21687 | -21665 | -21669 | -21689 | -21712 | -21725 | -21716 | -21696 | -21676 | -21656 | -21639 | -21631 | -21630 | -21635 | -21643 | -21656 | -21678 | -21708 | -21747 | -21796 | -21854 | -21919 | -21988 | -22049 | -22089 | -22107 | -22105 | -22092 | -22075 | -22068 | -22076 | -22084 | -22085 | -22079 | -22066 | -22046 | -22017 | -21984 | -21945 | -21893 | -21824 | -21740 | -21640 | -21525 | -21396 | -21258 | -21113 | -20974 | -20862 | -20778 | -20705 | -20638 | -20574 | -20503 | -20414 | -20319 | -20225 | -20133 | -20044 | -19958 | -19877 | -19798 | -19720 | -19641 | -19561 | -19479 | -19393 | -19303 | -19208 | -19108 | -19002 | -18892 | -18791 | -18700 | -18614 | -18531 | -18442 | -18335 | -18200 | -18047 | -17882 | -17709 | -17522 | -17323 | -17114 | -16894 | -16669 | -16445 | -16231 | -16029 | -15841 | -15669 | -15514 | -15375 | -15252 | -15147 | -15058 | -14980 | -14906 | -14833 | -14766 | -14707 | -14657 | -14619 | -14595 | -14583 | -14583 | -14593 | -14612 | -14638 | -14668 | -14697 | -14721 | -14740 | -14752 | -14760 | -14764 | -14766 | -14767 | -14768 | -14765 | -14759 | -14754 | -14749 | -14744 | -14750 | -14780 | -14813 | -14841 | -14870 | -14896 | -14919 | -14941 | -14960 | -14974 | -14979 | -14970 | -14944 | -14902 | -14842 | -14766 | -14677 | -14580 | -14482 | -14387 | -14299 | -14222 | -14156 | -14095 | -14025 | -13932 | -13841 | -13759 | -13683 | -13617 | -13562 | -13519 | -13485 | -13463 | -13458 | -13475 | -13516 | -13580 | -13672 | -13788 | -13925 | -14074 | -14220 | -14348 | -14464 | -14566 | -14657 | -14746 | -14843 | -14950 | -15047 | -15130 | -15198 | -15253 | -15297 | -15331 | -15359 | -15387 | -15412 | -15434 | -15452 | -15465 | -15477 | -15487 | -15492 | -15492 | -15497 | -15516 | -15543 | -15578 | -15620 | -15662 | -15702 | -15744 | -15798 | -15866 | -15949 | -16047 | -16158 | -16278 | -16402 | -16530 | -16662 | -16799 | -16939 | -17080 | -17219 | -17352 | -17480 | -17605 | -17718 | -17813 | -17886 | -17941 | -17985 | -18024 | -18073 | -18139 | -18206 | -18272 | -18335 | -18390 | -18440 | -18489 | -18534 | -18573 | -18605 | -18629 | -18648 | -18665 | -18682 | -18703 | -18722 | -18739 | -18748 | -18745 | -18735 | -18716 | -18691 | -18667 | -18659 | -18677 | -18699 | -18717 | -18732 | -18745 | -18754 | -18757 | -18754 | -18748 | -18741 | -18733 | -18721 | -18703 | -18675 | -18637 | -18590 | -18536 | -18482 | -18439 | -18410 | -18398 | -18396 | -18395 | -18358 | -18263 | -18146 | -18025 | -17898 | -17766 | -17631 | -17496 | -17364 | -17235 | -17105 | -16977 | -16852 | -16729 | -16606 | -16484 | -16361 | -16238 | -16123 | -16023 | -15937 | -15858 | -15778 | -15694 | -15605 | -15517 | -15432 | -15349 | -15271 | -15196 | -15124 | -15052 | -14981 | -14909 | -14840 | -14774 | -14713 | -14656 | -14604 | -14553 | -14497 | -14437 | -14374 | -14308 | -14236 | -14161 | -14086 | -14014 | -13947 | -13886 | -13831 | -13782 | -13738 | -13701 | -13672 | -13654 | -13641 | -13627 | -13612 | -13595 | -13571 | -13540 | -13503 | -13467 | -13439 | -13417 | -13397 | -13378 | -13359 | -13337 | -13313 | -13285 | -13254 | -13221 | -13184 | -13145 | -13103 | -13054 | -12995 | -12927 | -12851 | -12773 | -12689 | -12601 | -12513 | -12427 | -12342 | -12258 | -12173 | -12089 | -12010 | -11937 | -11870 | -11810 | -11757 | -11709 | -11670 | -11648 | -11641 | -11640 | -11645 | -11662 | -11690 | -11726 | -11774 | -11837 | -11914 | -12004 | -12106 | -12219 | -12344 | -12481 | -12630 | -12791 | -12959 | -13126 | -13284 | -13428 | -13558 | -13684 | -13826 | -14006 | -14195 | -14390 | -14585 | -14774 | -14950 | -15114 | -15270 | -15415 | -15549
2035 | 1987 | 0 | 44697.1064 | #DIV/0!
2030 | 1987 | 36903 | 44280.7272 | 1.1999 | -18974 | -18814 | -18671 | -18549 | -18443 | -18349 | -18269 | -18203 | -18152 | -18117 | -18098 | -18091 | -18092 | -18101 | -18121 | -18165 | -18236 | -18337 | -18467 | -18623 | -18805 | -19016 | -19255 | -19516 | -19796 | -20090 | -20393 | -20704 | -21025 | -21351 | -21682 | -22011 | -22330 | -22635 | -22925 | -23203 | -23474 | -23747 | -24025 | -24306 | -24582 | -24849 | -25108 | -25361 | -25610 | -25852 | -26087 | -26318 | -26547 | -26776 | -27005 | -27231 | -27455 | -27678 | -27901 | -28115 | -28286 | -28393 | -28459 | -28497 | -28511 | -28513 | -28510 | -28495 | -28465 | -28415 | -28344 | -28247 | -28122 | -27968 | -27784 | -27572 | -27335 | -27077 | -26805 | -26524 | -26235 | -25938 | -25637 | -25349 | -25109 | -24942 | -24831 | -24764 | -24732 | -24719 | -24718 | -24737 | -24776 | -24830 | -24896 | -24974 | -25062 | -25152 | -25238 | -25321 | -25397 | -25460 | -25506 | -25533 | -25543 | -25537 | -25512 | -25468 | -25409 | -25335 | -25243 | -25130 | -24992 | -24821 | -24608 | -24350 | -24052 | -23725 | -23380 | -23021 | -22653 | -22290 | -21940 | -21605 | -21286 | -20988 | -20714 | -20468 | -20251 | -20064 | -19904 | -19772 | -19657 | -19554 | -19468 | -19402 | -19360 | -19352 | -19391 | -19481 | -19615 | -19792 | -20001 | -20239 | -20506 | -20804 | -21130 | -21478 | -21852 | -22253 | -22682 | -23140 | -23625 | -24133 | -24665 | -25215 | -25777 | -26342 | -26900 | -27447 | -27983 | -28514 | -29052 | -29597 | -30144 | -30689 | -31233 | -31776 | -32305 | -32806 | -33275 | -33715 | -34126 | -34504 | -34842 | -35134 | -35376 | -35568 | -35711 | -35800 | -35823 | -35766 | -35657 | -35521 | -35367 | -35203 | -35032 | -34843 | -34625 | -34376 | -34096 | -33785 | -33451 | -33108 | -32759 | -32400 | -32028 | -31646 | -31255 | -30861 | -30465 | -30072 | -29686 | -29319 | -29001 | -28761 | -28576 | -28426 | -28299 | -28182 | -28058 | -27942 | -27855 | -27803 | -27783 | -27802 | -27854 | -27938 | -28052 | -28201 | -28383 | -28596 | -28834 | -29096 | -29379 | -29678 | -29991 | -30309 | -30605 | -30870 | -31117 | -31352 | -31580 | -31803 | -32031 | -32266 | -32491 | -32700 | -32896 | -33076 | -33241 | -33393 | -33533 | -33662 | -33782 | -33897 | -34011 | -34124 | -34233 | -34338 | -34441 | -34547 | -34671 | -34816 | -34972 | -35133 | -35293 | -35444 | -35570 | -35659 | -35726 | -35780 | -35824 | -35856 | -35875 | -35882 | -35878 | -35863 | -35838 | -35802 | -35757 | -35704 | -35642 | -35573 | -35496 | -35412 | -35333 | -35262 | -35197 | -35136 | -35073 | -35007 | -34936 | -34863 | -34793 | -34730 | -34674 | -34633 | -34610 | -34602 | -34601 | -34602 | -34604 | -34608 | -34613 | -34616 | -34623 | -34639 | -34666 | -34695 | -34706 | -34692 | -34655 | -34602 | -34542 | -34492 | -34485 | -34525 | -34589 | -34668 | -34750 | -34828 | -34898 | -34967 | -35044 | -35134 | -35239 | -35355 | -35481 | -35616 | -35753 | -35893 | -36037 | -36182 | -36310 | -36410 | -36490 | -36548 | -36592 | -36631 | -36677 | -36734 | -36787 | -36831 | -36865 | -36889 | -36903 | -36903 | -36889 | -36860 | -36814 | -36752 | -36676 | -36590 | -36494 | -36383 | -36253 | -36106 | -35959 | -35817 | -35682 | -35555 | -35434 | -35310 | -35149 | -34945 | -34721 | -34494 | -34266 | -34042 | -33821 | -33602 | -33381 | -33158 | -32936 | -32717 | -32500 | -32287 | -32079 | -31878 | -31686 | -31507 | -31354 | -31232 | -31127 | -31035 | -30950 | -30866 | -30785 | -30714 | -30653 | -30599 | -30553 | -30516 | -30491 | -30476 | -30470 | -30473 | -30488 | -30517 | -30562 | -30620 | -30694 | -30781 | -30879 | -30973 | -31048 | -31107 | -31145 | -31164 | -31172 | -31178 | -31202 | -31246 | -31295 | -31342 | -31384 | -31418 | -31446 | -31469 | -31491 | -31514 | -31532 | -31541 | -31541 | -31534 | -31520 | -31500 | -31476 | -31454 | -31428 | -31390 | -31347 | -31302 | -31255 | -31205 | -31141 | -31060 | -30973 | -30887 | -30805 | -30727 | -30651 | -30569 | -30477 | -30374 | -30263 | -30150 | -30037 | -29926 | -29818 | -29716 | -29617 | -29522 | -29434 | -29362 | -29307 | -29264 | -29230 | -29203 | -29189 | -29195 | -29212 | -29239 | -29277 | -29330 | -29401 | -29490 | -29595 | -29715 | -29846 | -29987 | -30134 | -30287 | -30442 | -30599 | -30754 | -30901 | -31026 | -31126 | -31203 | -31265 | -31316 | -31363 | -31433 | -31537 | -31659 | -31780 | -31892 | -31988 | -32067 | -32133 | -32190 | -32238 | -32274 | -32302 | -32322 | -32332 | -32331 | -32320 | -32297 | -32265 | -32248 | -32248 | -32258 | -32268 | -32271 | -32254 | -32190 | -32080 | -31944 | -31787 | -31607 | -31401 | -31176 | -30930 | -30664 | -30384 | -30096 | -29799 | -29492 | -29177 | -28857 | -28534 | -28214 | -27909 | -27624 | -27363 | -27131 | -26924 | -26740 | -26576 | -26431 | -26293 | -26160 | -26038 | -25934 | -25852 | -25790 | -25734 | -25679 | -25619 | -25553 | -25478 | -25390 | -25291 | -25180 | -25057 | -24923 | -24783 | -24644 | -24507 | -24376 | -24249 | -24126 | -24005 | -23867 | -23704 | -23531 | -23359 | -23195 | -23038 | -22890 | -22760 | -22652 | -22570 | -22518 | -22502 | -22530 | -22604 | -22719 | -22873 | -23060 | -23258 | -23447 | -23626 | -23798 | -23963 | -24128 | -24299 | -24491 | -24704 | -24922 | -25142 | -25359 | -25571 | -25766 | -25925 | -26034 | -26099 | -26127 | -26115 | -26054 | -25942 | -25784 | -25585 | -25343 | -25079 | -24816 | -24561 | -24319 | -24087 | -23855 | -23604 | -23307 | -22962 | -22592 | -22202 | -21797 | -21384 | -20979 | -20606 | -20283 | -20000 | -19749 | -19531 | -19347 | -19197 | -19077 | -18990 | -18937 | -18917 | -18927 | -18959 | -19005 | -19067 | -19147 | -19251 | -19385 | -19551 | -19743 | -19952 | -20176 | -20407 | -20642 | -20870 | -21090 | -21304 | -21511 | -21709 | -21898 | -22082 | -22265 | -22447 | -22634 | -22826 | -23010 | -23174 | -23321 | -23454 | -23577 | -23701 | -23857 | -24060 | -24276 | -24478 | -24651 | -24790 | -24903 | -24998 | -25079 | -25142 | -25190 | -25227 | -25250 | -25260 | -25250 | -25216 | -25154 | -25068 | -24971 | -24872 | -24773 | -24674 | -24578 | -24479 | -24356 | -24200 | -24041 | -23904 | -23804 | -23747 | -23732 | -23756 | -23821 | -23929 | -24085 | -24291 | -24548 | -24861 | -25229 | -25643 | -26090 | -26537 | -26961 | -27367 | -27747 | -28100 | -28435 | -28764 | -29106 | -29478 | -29868 | -30267 | -30667 | -31066 | -31461 | -31847 | -32226 | -32595 | -32951 | -33288 | -33602 | -33882 | -34125 | -34340 | -34543 | -34741 | -34917 | -35062 | -35177 | -35270 | -35339 | -35386 | -35419 | -35436 | -35427 | -35393 | -35334 | -35239 | -35100 | -34919 | -34702 | -34454 | -34177 | -33876 | -33554 | -33222 | -32886 | -32546 | -32194 | -31836 | -31501 | -31188 | -30895 | -30616 | -30350 | -30092 | -29825 | -29549 | -29275 | -29008 | -28753 | -28520 | -28315 | -28135 | -27974 | -27823 | -27677 | -27533 | -27389 | -27244 | -27099 | -26955 | -26813 | -26678 | -26553 | -26438 | -26334 | -26236 | -26141 | -26045 | -25956 | -25890 | -25845 | -25817 | -25806 | -25812 | -25835 | -25877 | -25936 | -26009 | -26094 | -26189 | -26293 | -26403 | -26517 | -26631 | -26745 | -26842 | -26902 | -26944 | -26980 | -27010 | -27033 | -27060 | -27105 | -27165 | -27229 | -27289 | -27342 | -27387 | -27423 | -27451 | -27473 | -27490 | -27502 | -27508 | -27508 | -27503 | -27499 | -27496 | -27493 | -27475 | -27431 | -27371 | -27304 | -27232 | -27158 | -27083 | -27008 | -26931 | -26857 | -26782 | -26705 | -26630 | -26559 | -26493 | -26429 | -26366 | -26305 | -26247 | -26191 | -26137 | -26085 | -26037 | -25994 | -25958 | -25935 | -25926 | -25920 | -25919 | -25928 | -25940 | -25941 | -25935 | -25922 | -25904 | -25881 | -25851 | -25807 | -25745 | -25664 | -25562 | -25438 | -25297 | -25143 | -24977 | -24801 | -24613 | -24415 | -24232 | -24089 | -23965 | -23854 | -23754 | -23659 | -23564 | -23455 | -23328 | -23196 | -23068 | -22943 | -22818 | -22692 | -22566 | -22446 | -22339 | -22248 | -22169 | -22098 | -22035 | -21977 | -21921 | -21863 | -21804 | -21745 | -21684 | -21625 | -21573 | -21528 | -21484 | -21423 | -21321 | -21188 | -21035 | -20873 | -20706 | -20535 | -20361 | -20182 | -19995 | -19796 | -19588 | -19373 | -19150 | -18920 | -18688 | -18460 | -18259 | -18100 | -17987 | -17914 | -17869 | -17841 | -17821 | -17805 | -17790 | -17781 | -17785 | -17812 | -17867 | -17957 | -18082 | -18243 | -18443 | -18680 | -18949 | -19240 | -19546 | -19861 | -20177 | -20478 | -20732 | -20939 | -21102 | -21228 | -21327 | -21410 | -21486 | -21562 | -21638 | -21706 | -21762 | -21797 | -21802 | -21773 | -21709 | -21612 | -21479 | -21314 | -21126 | -20921 | -20703 | -20479 | -20256 | -20045 | -19865 | -19711 | -19584 | -19486 | -19410 | -19344 | -19281 | -19218 | -19160 | -19107 | -19056 | -19009 | -18972 | -18945 | -18931 | -18928 | -18936 | -18950 | -18963 | -18975 | -18988 | -19002 | -19017 | -19029 | -19017 | -18990 | -18962 | -18930 | -18895 | -18862 | -18832 | -18798 | -18754 | -18704 | -18651 | -18592 | -18526 | -18452 | -18372 | -18283 | -18189 | -18091 | -17992 | -17897 | -17804 | -17713 | -17623 | -17541 | -17491 | -17467 | -17449 | -17430 | -17409 | -17385 | -17360 | -17350 | -17359 | -17370 | -17378 | -17385 | -17392 | -17397 | -17403 | -17409 | -17416 | -17424 | -17433 | -17437 | -17434 | -17426 | -17411 | -17391 | -17370 | -17351 | -17332 | -17307 | -17274 | -17233 | -17189 | -17148 | -17118 | -17095 | -17076 | -17059 | -17044 | -17031 | -17022 | -17016 | -17012 | -17011 | -17010 | -17010 | -17013 | -17018 | -17022 | -17022 | -17009 | -16986 | -16961 | -16941 | -16927 | -16922 | -16924 | -16924 | -16914 | -16904 | -16897 | -16897 | -16907 | -16921 | -16935 | -16947 | -16958 | -16967 | -16977 | -16992 | -17010 | -17032 | -17056 | -17077 | -17096 | -17112 | -17120 | -17125 | -17130 | -17135 | -17146 | -17164 | -17174 | -17175 | -17175 | -17170 | -17159 | -17141 | -17119 | -17095 | -17069 | -17042 | -17014 | -16989 | -16968 | -16950 | -16935 | -16922 | -16908 | -16894 | -16878 | -16860 | -16839 | -16820 | -16803 | -16791 | -16787 | -16787 | -16784 | -16777 | -16767 | -16760 | -16759 | -16768 | -16787 | -16813 | -16843 | -16871 | -16897 | -16922 | -16946 | -16971 | -17000 | -17029 | -17061 | -17096 | -17135 | -17176 | -17214 | -17242 | -17268 | -17303 | -17345 | -17395 | -17452 | -17514 | -17574 | -17628 | -17680 | -17731 | -17781 | -17832 | -17882 | -17932 | -17984 | -18029 | -18057 | -18064 | -18063 | -18064 | -18068 | -18075 | -18082 | -18095 | -18131 | -18181 | -18230 | -18275 | -18319 | -18361 | -18403 | -18443 | -18481 | -18515 | -18546 | -18572 | -18595 | -18617 | -18634 | -18646 | -18653 | -18656 | -18657 | -18655 | -18650 | -18641 | -18631 | -18619 | -18599 | -18565 | -18528 | -18491 | -18453 | -18412 | -18369 | -18324 | -18275 | -18225 | -18174 | -18128 | -18087 | -18050 | -18016 | -17982 | -17956 | -17941 | -17929 | -17916 | -17905 | -17896 | -17888 | -17879 | -17876 | -17887 | -17906 | -17928 | -17952 | -17976 | -18000 | -18029 | -18064 | -18106 | -18151 | -18194 | -18234 | -18271 | -18309 | -18356 | -18403 | -18440 | -18472 | -18499 | -18522 | -18545 | -18574 | -18600 | -18615 | -18627 | -18640 | -18653 | -18668 | -18686 | -18707 | -18724 | -18735 | -18739 | -18738 | -18735 | -18732 | -18727 | -18717 | -18697 | -18674 | -18654 | -18631 | -18601 | -18570 | -18533 | -18489 | -18442 | -18405 | -18370 | -18334 | -18301 | -18271 | -18242 | -18217 | -18195 | -18176 | -18165 | -18161 | -18161 | -18159 | -18157 | -18156 | -18151 | -18145 | -18137 | -18133 | -18137 | -18147 | -18160 | -18177 | -18192 | -18197 | -18193 | -18182 | -18163 | -18139 | -18117 | -18096 | -18076 | -18061 | -18051 | -18047 | -18055 | -18082 | -18129 | -18198 | -18291 | -18399 | -18532 | -18689 | -18860 | -19039 | -19223 | -19407 | -19589 | -19766 | -19954 | -20156 | -20368 | -20586 | -20806 | -21029 | -21255 | -21481 | -21703 | -21918 | -22122 | -22311 | -22484 | -22640 | -22772 | -22877 | -22953 | -22993 | -23000 | -22981 | -22944 | -22894 | -22838 | -22801 | -22777 | -22753 | -22726 | -22699 | -22672 | -22645 | -22618 | -22591 | -22566 | -22543 | -22524 | -22505 | -22490 | -22473 | -22444 | -22409 | -22361 | -22304 | -22246 | -22193 | -22143 | -22097 | -22051 | -22003 | -21954 | -21908 | -21868 | -21836 | -21813 | -21800 | -21797 | -21804 | -21826 | -21863 | -21916 | -21990 | -22085 | -22200 | -22334 | -22466 | -22605 | -22749 | -22888 | -23019 | -23142 | -23263 | -23388 | -23531 | -23710 | -23905 | -24107 | -24314 | -24520 | -24719 | -24908 | -25083 | -25242 | -25379 | -25493 | -25577 | -25631 | -25656 | -25640 | -25601 | -25523 | -25404 | -25260 | -25108 | -24953 | -24798 | -24647 | -24494 | -24311 | -24106 | -23885 | -23649 | -23402 | -23145 | -22880 | -22602 | -22314 | -22016 | -21714 | -21408 | -21102 | -20802 | -20545 | -20342 | -20202 | -20126 | -20097 | -20098 | -20120 | -20155 | -20187 | -20189 | -20178 | -20182 | -20205 | -20250 | -20317 | -20405 | -20519 | -20663 | -20835 | -21035 | -21261 | -21512 | -21784 | -22070 | -22339 | -22572 | -22792 | -23007 | -23212 | -23407 | -23591 | -23767 | -23940 | -24125 | -24334 | -24538 | -24728 | -24900 | -25054 | -25192 | -25314 | -25424 | -25524 | -25616 | -25701 | -25786 | -25877 | -25975 | -26088 | -26235 | -26399 | -26561 | -26718 | -26869 | -27014 | -27151 | -27282 | -27403 | -27511 | -27622 | -27740 | -27867 | -28003 | -28148 | -28301 | -28456 | -28610 | -28759 | -28902 | -29032 | -29145 | -29239 | -29307 | -29343 | -29363 | -29384 | -29416 | -29458 | -29503 | -29546 | -29584 | -29606 | -29610 | -29598 | -29568 | -29519 | -29451 | -29367 | -29268 | -29154 | -29025 | -28884 | -28730 | -28565 | -28391 | -28214 | -28059 | -27933 | -27825 | -27724 | -27619 | -27511 | -27400 | -27287 | -27170 | -27053 | -26941 | -26835 | -26735 | -26643 | -26557 | -26474 | -26394 | -26318 | -26250 | -26190 | -26138 | -26096 | -26059 | -26023 | -25973 | -25900 | -25819 | -25743 | -25671 | -25603 | -25541 | -25482 | -25429 | -25383 | -25349 | -25322 | -25295 | -25268 | -25240 | -25214 | -25192 | -25175 | -25162 | -25156 | -25155 | -25158 | -25165 | -25176 | -25194 | -25228 | -25271 | -25322 | -25381 | -25447 | -25520 | -25602 | -25688 | -25766 | -25818 | -25862 | -25903 | -25942 | -25979 | -26011 | -26042 | -26069 | -26091 | -26104 | -26108 | -26102 | -26086 | -26065 | -26063 | -26085 | -26109 | -26130 | -26141 | -26139 | -26121 | -26088 | -26040 | -25981 | -25923 | -25862 | -25800 | -25739 | -25682 | -25630 | -25577 | -25524 | -25470 | -25418 | -25369 | -25326 | -25291 | -25256 | -25189 | -25083 | -24953 | -24810 | -24663 | -24517 | -24377 | -24247 | -24131 | -24034 | -23962 | -23905 | -23856 | -23813 | -23776 | -23744 | -23718 | -23700 | -23691 | -23693 | -23706 | -23724 | -23747 | -23770 | -23792 | -23810 | -23817 | -23813 | -23801 | -23781 | -23758 | -23733 | -23708 | -23685 | -23669 | -23660 | -23655 | -23650 | -23642 | -23630 | -23615 | -23596 | -23573 | -23542 | -23503 | -23461 | -23418 | -23373 | -23333 | -23299 | -23269 | -23243 | -23218 | -23194 | -23173 | -23154 | -23137 | -23125 | -23125 | -23127 | -23129 | -23136 | -23152 | -23180 | -23217 | -23260 | -23311 | -23371 | -23437 | -23508 | -23581 | -23653 | -23706 | -23747 | -23782 | -23810 | -23840 | -23873 | -23908 | -23945 | -23985 | -24037 | -24115 | -24212 | -24326 | -24454 | -24589 | -24727 | -24868 | -25009 | -25147 | -25279 | -25405 | -25524 | -25635 | -25738 | -25833 | -25912 | -25964 | -25988 | -25992 | -25984 | -25968 | -25947 | -25923 | -25897 | -25878 | -25859 | -25832 | -25796 | -25751 | -25698 | -25638 | -25569 | -25491 | -25406 | -25315 | -25221 | -25127 | -25035 | -24953 | -24872 | -24787 | -24711 | -24643 | -24585 | -24535 | -24489 | -24442 | -24385 | -24300 | -24194 | -24075 | -23949 | -23818 | -23690 | -23574 | -23472 | -23385 | -23311 | -23244 | -23181 | -23123 | -23065 | -23005 | -22949 | -22903 | -22870 | -22844 | -22818 | -22790 | -22760 | -22727 | -22698 | -22674 | -22656 | -22644 | -22633 | -22618 | -22596 | -22563 | -22522 | -22472 | -22418 | -22365 | -22318 | -22272 | -22228 | -22182 | -22131 | -22064 | -21999 | -21940 | -21884 | -21830 | -21777 | -21724 | -21674 | -21620 | -21555 | -21482 | -21403 | -21317 | -21222 | -21121 | -21013 | -20901 | -20784 | -20663 | -20540 | -20413 | -20282 | -20174 | -20094 | -20047 | -20005 | -19971 | -19945 | -19927 | -19917 | -19912 | -19897 | -19853 | -19793 | -19727 | -19661 | -19597 | -19540 | -19490 | -19448 | -19411 | -19377 | -19343 | -19309 | -19273 | -19238 | -19212 | -19198 | -19209 | -19243 | -19286 | -19332 | -19375 | -19413 | -19446 | -19469 | -19503 | -19550 | -19603 | -19661 | -19721 | -19784 | -19851 | -19922 | -19996 | -20074 | -20153 | -20231 | -20304 | -20354 | -20376 | -20372 | -20339 | -20291 | -20237 | -20179 | -20122 | -20069 | -20020 | -19968 | -19886 | -19783 | -19668 | -19542 | -19403 | -19252 | -19086 | -18907 | -18716 | -18517 | -18315 | -18113 | -17916 | -17747 | -17606 | -17492 | -17408 | -17343 | -17290 | -17241 | -17194 | -17146 | -17100 | -17075 | -17097 | -17133 | -17170 | -17211 | -17255 | -17302 | -17350 | -17397 | -17445 | -17489 | -17526 | -17560 | -17592 | -17611 | -17609 | -17592 | -17567 | -17542 | -17524 | -17514 | -17516 | -17535 | -17569 | -17596 | -17590 | -17575 | -17561 | -17546 | -17534 | -17526 | -17524 | -17527 | -17536 | -17552 | -17576 | -17606 | -17637 | -17673 | -17717 | -17772 | -17840 | -17904 | -17957 | -17995 | -18018 | -18022 | -18005 | -17986 | -18006 | -18047 | -18090 | -18138 | -18186 | -18236 | -18286 | -18335 | -18382 | -18429 | -18477 | -18523 | -18566 | -18584 | -18574 | -18523 | -18422 | -18300 | -18175 | -18052 | -17934 | -17827 | -17738 | -17681 | -17622 | -17554 | -17484 | -17415 | -17350 | -17286 | -17216 | -17144 | -17069 | -16991 | -16909 | -16829 | -16752 | -16689 | -16651 | -16636 | -16654 | -16684 | -16711 | -16732 | -16746 | -16751 | -16744 | -16712 | -16675 | -16660 | -16665 | -16684 | -16709 | -16737 | -16769 | -16801 | -16834 | -16863 | -16886 | -16901 | -16906 | -16902 | -16888 | -16875 | -16862 | -16851 | -16847 | -16853 | -16871 | -16897 | -16928 | -16951 | -16950 | -16924 | -16881 | -16825 | -16758 | -16684 | -16603 | -16518 | -16432 | -16344 | -16260 | -16181 | -16106 | -16042 | -15995 | -15963 | -15928 | -15884 | -15824 | -15748 | -15658 | -15557 | -15450 | -15344 | -15250 | -15166 | -15084 | -15003 | -14923 | -14846 | -14773 | -14702 | -14631 | -14563 | -14498 | -14435 | -14373 | -14316 | -14263 | -14213 | -14162 | -14103 | -14041 | -13982 | -13928 | -13879 | -13839 | -13801 | -13752 | -13705 | -13662 | -13627 | -13606 | -13603 | -13614 | -13638 | -13673 | -13716 | -13766 | -13819 | -13876 | -13926 | -13966 | -13986 | -13967 | -13929 | -13885 | -13831 | -13764 | -13687 | -13605 | -13532 | -13497 | -13468 | -13424 | -13367 | -13286 | -13173 | -13034 | -12879 | -12710 | -12527 | -12331 | -12127 | -11917 | -11723 | -11549 | -11402 | -11300 | -11235 | -11198 | -11193 | -11216 | -11258 | -11311 | -11348 | -11334 | -11313 | -11306 | -11310 | -11328 | -11367 | -11427 | -11499 | -11583 | -11680 | -11785 | -11901 | -12025 | -12142 | -12245 | -12343 | -12450 | -12564 | -12680 | -12791 | -12893 | -12989 | -13075 | -13164 | -13281 | -13424 | -13575 | -13735 | -13903 | -14075 | -14244 | -14410 | -14571 | -14728 | -14881 | -15030 | -15172 | -15306 | -15433 | -15545 | -15653 | -15756 | -15852 | -15942 | -16025 | -16105 | -16180 | -16249 | -16311 | -16367 | -16415 | -16450 | -16473 | -16487 | -16499 | -16508 | -16514 | -16518 | -16520 | -16521 | -16519 | -16517 | -16523 | -16537 | -16554 | -16577 | -16608 | -16643 | -16682 | -16721 | -16761 | -16793 | -16800 | -16781 | -16754 | -16724 | -16691 | -16656 | -16617 | -16576 | -16535 | -16495 | -16457 | -16419 | -16383 | -16358 | -16343 | -16343 | -16342 | -16334 | -16315 | -16285 | -16246 | -16203 | -16160 | -16118 | -16073 | -16026 | -15980 | -15932 | -15884 | -15832 | -15781 | -15735 | -15692 | -15655 | -15627 | -15608 | -15600 | -15590 | -15569 | -15529 | -15468 | -15383 | -15279 | -15164 | -15046 | -14929 | -14816 | -14716 | -14639 | -14594 | -14576 | -14578 | -14596 | -14627 | -14662 | -14701 | -14741 | -14780 | -14811 | -14835 | -14849 | -14837 | -14794 | -14721 | -14632 | -14545 | -14474 | -14422 | -14385 | -14358 | -14338 | -14316 | -14292 | -14269 | -14240 | -14209 | -14178 | -14146 | -14114 | -14079 | -14040 | -13995 | -13949 | -13901 | -13850 | -13807 | -13774 | -13747 | -13718 | -13684 | -13641 | -13589 | -13529 | -13461 | -13389 | -13315 | -13231 | -13131 | -13029 | -12923 | -12810 | -12691 | -12564 | -12433 | -12301 | -12169 | -12035 | -11901 | -11771 | -11657 | -11563 | -11500 | -11479 | -11493 | -11531 | -11591 | -11670 | -11762 | -11856 | -11950 | -12034 | -12107 | -12171 | -12229 | -12283 | -12337 | -12392 | -12449 | -12507 | -12570 | -12639 | -12710 | -12783 | -12864 | -12959 | -13068 | -13183 | -13297 | -13405 | -13499 | -13574 | -13633 | -13678 | -13713 | -13748 | -13806 | -13875 | -13948 | -14024 | -14096 | -14166 | -14233 | -14299 | -14358 | -14409 | -14456 | -14494 | -14523 | -14545 | -14555 | -14550 | -14520 | -14456 | -14355 | -14227 | -14083 | -13931 | -13782 | -13673 | -13602 | -13533 | -13470 | -13417 | -13381 | -13359 | -13346 | -13337 | -13331 | -13323 | -13308 | -13268 | -13184 | -13070 | -12921 | -12741 | -12552 | -12372 | -12214 | -12081 | -11968 | -11872 | -11793 | -11703 | -11588 | -11479 | -11378 | -11279 | -11182 | -11089 | -10999 | -10912 | -10830 | -10758 | -10701 | -10674 | -10689 | -10724 | -10768 | -10811 | -10848 | -10884 | -10918 | -10947 | -10972 | -10994 | -11015 | -11044 | -11068 | -11071 | -11064 | -11051 | -11035 | -11017 | -10998 | -10981 | -10965 | -10952 | -10939 | -10922 | -10894 | -10850 | -10808 | -10787 | -10788 | -10806 | -10839 | -10885 | -10941 | -11000 | -11052 | -11072 | -11064 | -11061 | -11055 | -11042 | -11021 | -10996 | -10967 | -10939 | -10912 | -10885 | -10860 | -10847 | -10864 | -10924 | -11029 | -11164 | -11314 | -11468 | -11614 | -11749 | -11872 | -11985 | -12091 | -12196 | -12309 | -12423 | -12535 | -12645 | -12753 | -12857 | -12956 | -13052 | -13144 | -13234 | -13323 | -13407 | -13479 | -13541 | -13590 | -13626 | -13652 | -13673 | -13693 | -13712 | -13734 | -13757 | -13778 | -13800 | -13833 | -13864 | -13895 | -13929 | -13967 | -14011 | -14058 | -14107 | -14159 | -14212 | -14266 | -14311 | -14333 | -14327 | -14274 | -14196 | -14109 | -14018 | -13927 | -13834 | -13743 | -13657 | -13580 | -13531 | -13513 | -13507 | -13509 | -13516 | -13525 | -13539 | -13554 | -13569 | -13587 | -13608 | -13630 | -13640 | -13623 | -13594 | -13566 | -13556 | -13558 | -13574 | -13599 | -13635 | -13678 | -13724 | -13769 | -13795 | -13818 | -13845 | -13873 | -13904 | -13938 | -13971 | -14004 | -14034 | -14057 | -14069 | -14073 | -14079 | -14090 | -14089 | -14101 | -14116 | -14131 | -14141 | -14143 | -14139 | -14127 | -14110 | -14090 | -14067 | -14041 | -14004 | -13957 | -13900 | -13829 | -13751 | -13666 | -13573 | -13477 | -13376 | -13267 | -13157 | -13074 | -13035 | -13021 | -13018 | -13017 | -13013 | -13003 | -12987 | -12963 | -12929 | -12888 | -12843 | -12792 | -12749 | -12713 | -12684 | -12663 | -12644 | -12630 | -12625 | -12630 | -12643 | -12665 | -12691 | -12709 | -12701 | -12678 | -12644 | -12597 | -12544 | -12490 | -12437 | -12388 | -12345 | -12308 | -12273 | -12224 | -12174 | -12127 | -12083 | -12037 | -11993 | -11949 | -11905 | -11861 | -11821 | -11791 | -11773 | -11778 | -11815 | -11876 | -11949 | -12026 | -12107 | -12193 | -12286 | -12388 | -12494 | -12609 | -12736 | -12898 | -13085 | -13283 | -13494 | -13715 | -13950 | -14195 | -14446 | -14694 | -14932 | -15153 | -15331 | -15450 | -15517 | -15541 | -15538 | -15519 | -15493 | -15460 | -15419 | -15372 | -15318 | -15254 | -15189 | -15120 | -15033 | -14933 | -14815 | -14684 | -14543 | -14392 | -14240 | -14096 | -13964 | -13842 | -13713 | -13572 | -13422 | -13246 | -13065 | -12899 | -12759 | -12646 | -12556 | -12485 | -12424 | -12366 | -12289 | -12175 | -12057 | -11936 | -11816 | -11692 | -11564 | -11430 | -11287 | -11134 | -10971 | -10806 | -10685 | -10637 | -10649 | -10733 | -10860 | -11004 | -11146 | -11280 | -11401 | -11512 | -11618 | -11722 | -11826 | -11918 | -11999 | -12079 | -12162 | -12250 | -12343 | -12443 | -12550 | -12664 | -12786 | -12916 | -13047 | -13165 | -13259 | -13327 | -13379 | -13416 | -13436 | -13440 | -13431 | -13412 | -13385 | -13357 | -13339 | -13380 | -13450 | -13525 | -13602 | -13676 | -13741 | -13794 | -13835 | -13872 | -13904 | -13932 | -13922 | -13878 | -13818 | -13755 | -13699 | -13650 | -13603 | -13561 | -13524 | -13489 | -13452 | -13407 | -13347 | -13257 | -13145 | -13018 | -12879 | -12732 | -12583 | -12437 | -12293 | -12146 | -11995 | -11842 | -11714 | -11601 | -11494 | -11365 | -11213 | -11056 | -10901 | -10747 | -10593 | -10440 | -10290 | -10147 | -10015 | -9880 | -9745 | -9621 | -9514 | -9428 | -9357 | -9301 | -9253 | -9210 | -9170 | -9132 | -9076 | -9023 | -8982 | -8958 | -8937 | -8911 | -8886 | -8866 | -8853 | -8848 | -8847 | -8850 | -8857 | -8885 | -8942 | -9009 | -9079 | -9145 | -9205 | -9259 | -9316 | -9377 | -9438 | -9494 | -9557 | -9636 | -9727 | -9850 | -10012 | -10207 | -10428 | -10659 | -10888 | -11117 | -11349 | -11587 | -11825 | -12039 | -12238 | -12432 | -12622 | -12809 | -12996 | -13185 | -13372 | -13557 | -13743 | -13934 | -14123 | -14301 | -14465 | -14607 | -14722 | -14804 | -14853 | -14880 | -14896 | -14902 | -14894 | -14875 | -14846 | -14835 | -14837 | -14835 | -14827 | -14817 | -14803 | -14783 | -14760 | -14734 | -14708 | -14680 | -14632 | -14552 | -14433 | -14299 | -14163 | -14025 | -13886 | -13743 | -13596 | -13446 | -13294 | -13137 | -12978 | -12817 | -12640 | -12460 | -12284 | -12116 | -11960 | -11812 | -11669 | -11531 | -11397 | -11267 | -11120 | -10952 | -10783 | -10571 | -10337 | -10097 | -9856 | -9616 | -9377 | -9142 | -8911 | -8687 | -8483 | -8293 | -8119 | -7958 | -7810 | -7669 | -7537 | -7411 | -7294 | -7182 | -7075 | -6970 | -6864 | -6767 | -6681 | -6594 | -6497 | -6407 | -6325 | -6251 | -6184 | -6121 | -6062 | -6010 | -5966 | -5940 | -5927 | -5914 | -5896 | -5869 | -5833 | -5792 | -5745 | -5695 | -5644 | -5591 | -5537 | -5496 | -5458 | -5428 | -5400 | -5367 | -5334 | -5305 | -5281 | -5264 | -5255 | -5248 | -5237 | -5212 | -5180 | -5143 | -5104 | -5062 | -5020 | -4975 | -4928 | -4878 | -4824 | -4768 | -4730 | -4711 | -4698 | -4712 | -4750 | -4798 | -4847 | -4894 | -4935 | -4968 | -4990 | -5002 | -5000 | -4989 | -4978 | -4971 | -4969 | -4967 | -4964 | -4962 | -4962 | -4967 | -4976 | -4989 | -5005 | -5022 | -5041 | -5061 | -5088 | -5124 | -5170 | -5225 | -5295 | -5380 | -5477 | -5587 | -5700 | -5789 | -5855 | -5908 | -5951 | -5989 | -6024 | -6057 | -6084 | -6105 | -6118 | -6127 | -6152 | -6183 | -6219 | -6273 | -6319 | -6353 | -6376 | -6387 | -6383 | -6364 | -6333 | -6289 | -6241 | -6211 | -6197 | -6190 | -6191 | -6203 | -6231 | -6273 | -6326 | -6389 | -6460 | -6529 | -6573 | -6608 | -6624 | -6617 | -6602 | -6584 | -6568 | -6556 | -6551 | -6556 | -6570 | -6590 | -6615 | -6637 | -6655 | -6678 | -6701 | -6718 | -6726 | -6726 | -6717 | -6701 | -6684 | -6673 | -6697 | -6755 | -6861 | -7006 | -7171 | -7348 | -7532 | -7722 | -7917 | -8116 | -8317 | -8517 | -8703 | -8856 | -8997 | -9137 | -9274 | -9408 | -9537 | -9664 | -9790 | -9915 | -10036 | -10158 | -10284 | -10398 | -10499 | -10585 | -10655 | -10708 | -10743 | -10769 | -10787 | -10801 | -10814 | -10833 | -10865 | -10915 | -10987 | -11079 | -11181 | -11289 | -11398 | -11505 | -11606 | -11699 | -11785 | -11862 | -11922 | -11964 | -11999 | -12046 | -12113 | -12201 | -12306 | -12420 | -12534 | -12644 | -12745 | -12834 | -12905 | -12956 | -12989 | -13005 | -13011 | -13013 | -13016 | -13020 | -13026 | -13033 | -13040 | -13041 | -13028 | -12998 | -12954 | -12902 | -12845 | -12780 | -12700 | -12602 | -12486 | -12356 | -12216 | -12070 | -11921 | -11791 | -11685 | -11583 | -11481 | -11374 | -11261 | -11140 | -11016 | -10890 | -10761 | -10623 | -10466 | -10302 | -10105 | -9864 | -9596 | -9314 | -9029 | -8754 | -8495 | -8257 | -8041 | -7852 | -7701 | -7559 | -7390 | -7214 | -7043 | -6881 | -6734 | -6603 | -6493 | -6414 | -6367 | -6356 | -6402 | -6491 | -6645 | -6861 | -7111 | -7385 | -7676 | -7979 | -8286 | -8592 | -8886 | -9154 | -9384 | -9598 | -9826 | -10045 | -10243 | -10426 | -10595 | -10748 | -10882 | -10986 | -11059 | -11094 | -11090 | -11055 | -10975 | -10864 | -10742 | -10611 | -10470 | -10320 | -10161 | -9994 | -9824 | -9655 | -9491 | -9323 | -9134 | -8948 | -8767 | -8587 | -8404 | -8214 | -8019 | -7823 | -7632 | -7457 | -7312 | -7196 | -7125 | -7086 | -7066 | -7064 | -7084 | -7119 | -7166 | -7224 | -7288 | -7358 | -7430 | -7494 | -7550 | -7607 | -7666 | -7730 | -7801 | -7883 | -7974 | -8072 | -8175 | -8282 | -8396 | -8519 | -8641 | -8765 | -8889 | -9011 | -9134 | -9264 | -9403 | -9550 | -9704 | -9858 | -10007 | -10152 | -10305 | -10462 | -10617 | -10770 | -10923 | -11074 | -11224 | -11373 | -11520 | -11657 | -11757 | -11818 | -11821 | -11774 | -11701 | -11609 | -11496 | -11358 | -11197 | -11016 | -10821 | -10619 | -10428 | -10274 | -10141 | -10003 | -9865 | -9726 | -9584 | -9442 | -9293 | -9135 | -8969 | -8808 | -8678 | -8585 | -8558 | -8581 | -8628 | -8695 | -8777 | -8875 | -8986 | -9105 | -9227 | -9345 | -9448 | -9511 | -9540 | -9563 | -9582 | -9599 | -9615 | -9631 | -9648 | -9672 | -9702 | -9740 | -9787 | -9836 | -9878 | -9909 | -9930 | -9935 | -9923 | -9898 | -9861 | -9816 | -9765 | -9710 | -9658 | -9635 | -9644 | -9661 | -9682 | -9711 | -9752 | -9801 | -9856 | -9912 | -9961 | -9979 | -9954 | -9902 | -9827 | -9730 | -9621 | -9510 | -9395 | -9272 | -9140 | -9002 | -8866 | -8739 | -8622 | -8501 | -8371 | -8242 | -8110 | -7968 | -7815 | -7656 | -7496 | -7342 | -7199 | -7073 | -6954 | -6844 | -6736 | -6635 | -6545 | -6468 | -6407 | -6366 | -6344 | -6339 | -6344 | -6353 | -6359 | -6357 | -6361 | -6375 | -6396 | -6427 | -6464 | -6504 | -6543 | -6578 | -6612 | -6648 | -6698 | -6750 | -6812 | -6892 | -6981 | -7069 | -7156 | -7245 | -7336 | -7428 | -7523 | -7619 | -7716 | -7806 | -7883 | -7958 | -8032 | -8107 | -8183 | -8259 | -8339 | -8423 | -8511 | -8604 | -8709 | -8816 | -8932 | -9051 | -9167 | -9277 | -9381 | -9480 | -9576 | -9668 | -9760 | -9851 | -9935 | -10012 | -10079 | -10134 | -10181 | -10216 | -10238 | -10248 | -10247 | -10232 | -10203 | -10165 | -10130 | -10098 | -10061 | -10003 | -9918 | -9809 | -9678 | -9529 | -9369 | -9203 | -9032 | -8860 | -8693 | -8534 | -8382 | -8244 | -8119 | -8005 | -7900 | -7801 | -7706 | -7615 | -7532 | -7457 | -7389 | -7332 | -7291 | -7275 | -7289 | -7335 | -7404 | -7487 | -7576 | -7667 | -7758 | -7847 | -7932 | -8012 | -8094 | -8171 | -8239 | -8301 | -8360 | -8419 | -8479 | -8542 | -8607 | -8663 | -8704 | -8727 | -8727 | -8706 | -8670 | -8620 | -8559 | -8494 | -8426 | -8357 | -8289 | -8223 | -8164 | -8124 | -8108 | -8101 | -8106 | -8125 | -8156 | -8195 | -8244 | -8297 | -8351 | -8396 | -8429 | -8448 | -8460 | -8474 | -8495 | -8527 | -8566 | -8607 | -8647 | -8684 | -8718 | -8754 | -8788 | -8823 | -8880 | -8949 | -9019 | -9091 | -9165 | -9244 | -9324 | -9405 | -9486 | -9550 | -9585 | -9585 | -9545 | -9507 | -9461 | -9402 | -9332 | -9255 | -9174 | -9090 | -9003 | -8911 | -8814 | -8720 | -8608 | -8482 | -8347 | -8204 | -8059 | -7916 | -7781 | -7655 | -7542 | -7442 | -7333 | -7241 | -7145 | -7029 | -6917 | -6813 | -6717 | -6627 | -6543 | -6462 | -6383 | -6304 | -6228 | -6157 | -6079 | -5999 | -5919 | -5841 | -5759 | -5670 | -5567 | -5451 | -5326 | -5206 | -5136 | -5105 | -5133 | -5192 | -5267 | -5362 | -5473 | -5599 | -5737 | -5885 | -6041 | -6200 | -6356 | -6488 | -6607 | -6726 | -6846 | -6969 | -7093 | -7223 | -7360 | -7503 | -7652 | -7798 | -7930 | -8040 | -8150 | -8262 | -8363 | -8447 | -8517 | -8575 | -8621 | -8662 | -8700 | -8738 | -8774 | -8812 | -8868 | -8934 | -8999 | -9055 | -9099 | -9129 | -9147 | -9156 | -9157 | -9158 | -9165 | -9189 | -9219 | -9256 | -9302 | -9359 | -9428 | -9509 | -9601 | -9699 | -9799 | -9895 | -9988 | -10069 | -10134 | -10195 | -10255 | -10318 | -10385 | -10456 | -10530 | -10604 | -10677 | -10738 | -10777 | -10789 | -10785 | -10770 | -10747 | -10718 | -10683 | -10641 | -10592 | -10536 | -10477 | -10419 | -10365 | -10318 | -10288 | -10265 | -10243 | -10222 | -10209 | -10203 | -10201 | -10201 | -10201 | -10194 | -10179 | -10146 | -10106 | -10064 | -10019 | -9966 | -9907 | -9844 | -9781 | -9720 | -9663 | -9611 | -9559 | -9510 | -9451 | -9377 | -9296 | -9209 | -9109 | -8997 | -8876 | -8747 | -8614 | -8490 | -8397 | -8349 | -8322 | -8304 | -8295 | -8299 | -8314 | -8338 | -8367 | -8398 | -8430 | -8460 | -8487 | -8505 | -8516 | -8537 | -8566 | -8600 | -8642 | -8689 | -8741 | -8795 | -8850 | -8897 | -8929 | -8944 | -8948 | -8946 | -8939 | -8919 | -8887 | -8842 | -8788 | -8725 | -8652 | -8573 | -8493 | -8420 | -8347 | -8260 | -8167 | -8073 | -7980 | -7890 | -7806 | -7727 | -7651 | -7572 | -7484 | -7396 | -7296 | -7191 | -7084 | -6982 | -6885 | -6797 | -6716 | -6642 | -6574 | -6511 | -6454 | -6401 | -6341 | -6279 | -6210 | -6133 | -6047 | -5952 | -5850 | -5741 | -5630 | -5547 | -5506 | -5507 | -5550 | -5616 | -5693 | -5778 | -5867 | -5953 | -6036 | -6116 | -6192 | -6261 | -6319 | -6365 | -6402 | -6445 | -6493 | -6545 | -6601 | -6662 | -6728 | -6798 | -6870 | -6936 | -6984 | -7004 | -6988 | -6940 | -6866 | -6777 | -6680 | -6580 | -6478 | -6373 | -6270 | -6170 | -6072 | -5986 | -5926 | -5866 | -5804 | -5742 | -5681 | -5618 | -5551 | -5483 | -5414 | -5321 | -5207 | -5080 | -4922 | -4763 | -4618 | -4489 | -4367 | -4254 | -4148 | -4046 | -3947 | -3861 | -3788 | -3718 | -3637 | -3556 | -3477 | -3471 | -3471 | -3471 | -3471 | -3471 | -3471 | -3471 | -3471 | -3471 | -3471 | -3471 | -3471 | -3471 | -3471 | -3471 | -3471 | -3471 | -3471 | -3471 | -3471 | -3471 | -3471 | -3471 | -3471 | -3471 | -3471 | -3471 | -3471 | -3471 | -3471 | -3471 | -3471 | -3471 | -3556 | -3698 | -3847 | -3996 | -4138 | -4273 | -4401 | -4512 | -4605 | -4682 | -4746 | -4795 | -4833 | -4863 | -4883 | -4893 | -4896 | -4898 | -4896 | -4891 | -4883 | -4862 | -4833 | -4812 | -4793 | -4774 | -4763 | -4761 | -4765 | -4771 | -4776 | -4782 | -4788 | -4789 | -4781 | -4777 | -4794 | -4820 | -4849 | -4882 | -4919 | -4959 | -5002 | -5049 | -5100 | -5139 | -5159 | -5146 | -5107 | -5062 | -5014 | -4960 | -4897 | -4825 | -4744 | -4654 | -4558 | -4463 | -4372 | -4285 | -4202 | -4131 | -4068 | -4008 | -3944 | -3873 | -3796 | -3713 | -3625 | -3539 | -3471 | -3471 | -3471 | -3471 | -3471 | -3471 | -3471 | -3471 | -3471 | -3471 | -3471 | -3471 | -3471 | -3471 | -3471 | -3471 | -3471 | -3471 | -3471 | -3471 | -3471 | -3471 | -3471 | -3471 | -3471 | -3471 | -3471 | -3471 | -3471 | -3471 | -3471 | -3471 | -3471 | -3471 | -3471 | -3471 | -3471 | -3471 | -3471 | -3471 | -3471 | -3471 | -3471 | -3471 | -3471 | -3471 | -3471 | -3471 | -3471 | -3471 | -3471 | -3471 | -3471 | -3471 | -3471 | -3471 | -3471 | -3471 | -3471 | -3471 | -3471 | -3471 | -3471 | -3471 | -3471 | -3471 | -3471 | -3471 | -3471 | -3471 | -3471 | -3471 | -3471 | -3471 | -3471 | -3471 | -3471 | -3471 | -3471 | -3471 | -3471 | -3471 | -3471 | -3471 | -3471 | -3471 | -3471 | -3471 | -3471 | -3471 | -3471 | -3471 | -3471 | -3471 | -3471 | -3471 | -3471 | -3471 | -3471 | -3471 | -3471 | -3471 | -3471 | -3471 | -3471 | -3471 | -3822 | -4187 | -4534 | -4865 | -5193 | -5523 | -5855 | -6182 | -6498 | -6798 | -7078 | -7332 | -7557 | -7749 | -7907 | -8038 | -8149 | -8240 | -8308 | -8350 | -8361 | -8343 | -8304 | -8254 | -8203 | -8158 | -8119 | -8093 | -8103 | -8136 | -8173 | -8216 | -8263 | -8316 | -8377 | -8446 | -8516 | -8559 | -8577 | -8550 | -8496 | -8437 | -8380 | -8330 | -8297 | -8281 | -8282 | -8295 | -8317 | -8350 | -8395 | -8439 | -8457 | -8458 | -8455 | -8448 | -8435 | -8417 | -8392 | -8360 | -8327 | -8317 | -8325 | -8364 | -8416 | -8458 | -8484 | -8492 | -8478 | -8448 | -8403 | -8345 | -8276 | -8192 | -8094 | -7995 | -7916 | -7846 | -7778 | -7715 | -7660 | -7612 | -7571 | -7537 | -7506 | -7454 | -7373 | -7267 | -7106 | -6922 | -6740 | -6565 | -6398 | -6233 | -6069 | -5907 | -5749 | -5597 | -5459 | -5345 | -5241 | -5136 | -5032 | -4928 | -4825 | -4723 | -4622 | -4523 | -4426 | -4339 | -4264 | -4202 | -4144 | -4076 | -4004 | -3928 | -3851 | -3776 | -3705 | -3640 | -3579 | -3526 | -3481 | -3471 | -3471 | -3471 | -3471 | -3471 | -3471 | -3471 | -3471 | -3471 | -3471 | -3471 | -3471 | -3471 | -3471 | -3471 | -3471 | -3471 | -3471 | -3471 | -3471 | -3505 | -3595 | -3681 | -3758 | -3818 | -3862 | -3900 | -3935 | -3967 | -3996 | -4023 | -4052 | -4081 | -4111 | -4141 | -4177 | -4217 | -4278 | -4343 | -4401 | -4444 | -4475 | -4501 | -4523 | -4544 | -4565 | -4583 | -4598 | -4608 | -4627 | -4653 | -4679 | -4705 | -4732 | -4762 | -4791 | -4817 | -4842 | -4858 | -4871 | -4876 | -4885 | -4901 | -4923 | -4955 | -4989 | -5022 | -5051 | -5074 | -5092 | -5108 | -5123 | -5140 | -5154 | -5159 | -5162 | -5162 | -5156 | -5143 | -5125 | -5106 | -5086 | -5081 | -5087 | -5110 | -5138 | -5168 | -5198 | -5232 | -5275 | -5327 | -5386 | -5452 | -5524 | -5597 | -5670 | -5734 | -5804 | -5888 | -5973 | -6059 | -6150 | -6245 | -6340 | -6433 | -6520 | -6571 | -6584 | -6557 | -6490 | -6408 | -6316 | -6210 | -6084 | -5938 | -5774 | -5598 | -5415 | -5233 | -5058 | -4898 | -4730 | -4545 | -4356 | -4163 | -3966 | -3768 | -3573 | -3471 | -3471 | -3471 | -3471 | -3471 | -3471 | -3471 | -3471 | -3471 | -3471 | -3471 | -3471 | -3471 | -3471 | -3471 | -3471 | -3471 | -3471 | -3471 | -3471 | -3471 | -3471 | -3471 | -3471 | -3471 | -3471 | -3471 | -3471 | -3471 | -3471 | -3471 | -3471 | -3471 | -3471 | -3471 | -3471 | -3471 | -3471 | -3471 | -3471 | -3471 | -3471 | -3471 | -3471 | -3471 | -3471 | -3471 | -3471 | -3471 | -3471 | -3471 | -3471 | -3471 | -3471 | -3471 | -3471 | -3471 | -3471 | -3471 | -3471 | -3471 | -3471 | -3471 | -3471 | -3471 | -3471 | -3471 | -3471 | -3471 | -3471 | -3471 | -3471 | -3471 | -3471 | -3471 | -3471 | -3471 | -3471 | -3471 | -3471 | -3471 | -3471 | -3471 | -3471 | -3471 | -3471 | -3471 | -3471 | -3471 | -3471 | -3471 | -3471 | -3471 | -3471 | -3471 | -3471 | -3471 | -3471 | -3471 | -3471 | -3471 | -3471 | -3471 | -3471 | -3471 | -3471 | -3471 | -3471 | -3471 | -3471 | -3471 | -3471 | -3471 | -3471 | -3471 | -3471 | -3471 | -3471 | -3471 | -3471 | -3471 | -3471 | -3471 | -3471 | -3471 | -3471 | -3471 | -3471 | -3471 | -3471 | -3471 | -3471 | -3471 | -3471 | -3471 | -3471 | -3471 | -3471 | -3471 | -3471 | -3471 | -3471 | -3471 | -3471 | -3471 | -3471 | -3471 | -3471 | -3471 | -3471 | -3471 | -3471 | -3471 | -3471 | -3471 | -3471 | -3471 | -3471 | -3471 | -3471 | -3471 | -3471 | -3471 | -3471 | -3471 | -3471 | -3471 | -3471 | -3471 | -3471 | -3471 | -3471 | -3471 | -3471 | -3471 | -3471 | -3471 | -3471 | -3471 | -3471 | -3471 | -3471 | -3471 | -3471 | -3471 | -3471 | -3471 | -3471 | -3471 | -3471 | -3471 | -3471 | -3471 | -3471 | -3471 | -3471 | -3471 | -3472 | -3562 | -3653 | -3735 | -3801 | -3853 | -3893 | -3922 | -3943 | -3954 | -3956 | -3957 | -3979 | -4014 | -4051 | -4091 | -4133 | -4178 | -4226 | -4276 | -4326 | -4353 | -4355 | -4331 | -4256 | -4170 | -4079 | -3984 | -3883 | -3777 | -3668 | -3556 | -3471 | -3471 | -3471 | -3471 | -3471 | -3471 | -3471 | -3471 | -3471 | -3471 | -3471 | -3471 | -3471 | -3471 | -3471 | -3471 | -3471 | -3471 | -3471 | -3471 | -3471 | -3471 | -3471 | -3471 | -3471 | -3471 | -3471 | -3471 | -3471 | -3471 | -3471 | -3471 | -3471 | -3471 | -3471 | -3471 | -3471 | -3471 | -3471 | -3471 | -3471 | -3471 | -3471 | -3471 | -3471 | -3471 | -3471 | -3471 | -3471 | -3471 | -3471 | -3471 | -3471 | -3471 | -3471 | -3471 | -3471 | -3471 | -3471 | -3471 | -3471 | -3471 | -3471 | -3471 | -3471 | -3471 | -3471 | -3471 | -3471 | -3471 | -3471 | -3471 | -3471 | -3471 | -3471 | -3471 | -3471 | -3471 | -3471 | -3471 | -3471 | -3500 | -3698 | -3893 | -4082 | -4259 | -4418 | -4557 | -4686 | -4811 | -4928 | -5033 | -5121 | -5193 | -5252 | -5301 | -5339 | -5366 | -5383 | -5398 | -5425 | -5457 | -5488 | -5518 | -5545 | -5570 | -5590 | -5608 | -5624 | -5629 | -5618 | -5581 | -5526 | -5460 | -5384 | -5302 | -5216 | -5129 | -5045 | -4964 | -4882 | -4794 | -4694 | -4592 | -4483 | -4353 | -4205 | -4047 | -3885 | -3721 | -3558 | -3471 | -3471 | -3471 | -3471 | -3471 | -3471 | -3471 | -3471 | -3471 | -3471 | -3471 | -3471 | -3471 | -3471 | -3471 | -3471 | -3471 | -3471 | -3471 | -3471 | -3471 | -3471 | -3471 | -3471 | -3471 | -3471 | -3471 | -3471 | -3471 | -3471 | -3471 | -3471 | -3471 | -3471 | -3471 | -3471 | -3471 | -3471 | -3471 | -3471 | -3471 | -3471 | -3553 | -3658 | -3760 | -3856 | -3948 | -4037 | -4125 | -4214 | -4294 | -4360 | -4402 | -4433 | -4459 | -4472 | -4471 | -4456 | -4432 | -4398 | -4358 | -4312 | -4264 | -4219 | -4187 | -4186 | -4192 | -4197 | -4199 | -4202 | -4207 | -4213 | -4223 | -4236 | -4240 | -4236 | -4227 | -4193 | -4149 | -4103 | -4059 | -4015 | -3972 | -3928 | -3881 | -3830 | -3776 | -3723 | -3681 | -3631 | -3565 | -3494 | -3471 | -3471 | -3471 | -3471 | -3471 | -3471 | -3471 | -3471 | -3471 | -3471 | -3471 | -3471 | -3471 | -3471 | -3471 | -3471 | -3471 | -3471 | -3471 | -3471 | -3471 | -3471 | -3471 | -3471 | -3471 | -3471 | -3471 | -3471 | -3471 | -3471 | -3471 | -3471 | -3471 | -3471 | -3471 | -3471 | -3471 | -3471 | -3471 | -3471 | -3471 | -3471 | -3471 | -3471 | -3471 | -3471 | -3471 | -3471 | -3471 | -3471 | -3471 | -3471 | -3471 | -3471 | -3471 | -3471 | -3471 | -3471 | -3471 | -3471 | -3471 | -3471 | -3471 | -3471 | -3471 | -3471 | -3471 | -3471 | -3471 | -3471 | -3471 | -3471 | -3471 | -3471 | -3471 | -3471 | -3471 | -3471 | -3471 | -3471 | -3471 | -3471 | -3471 | -3471 | -3471 | -3471 | -3471 | -3471 | -3471 | -3471 | -3471 | -3471 | -3471 | -3471 | -3471 | -3471 | -3471 | -3471 | -3471 | -3471 | -3471 | -3471 | -3471 | -3471 | -3471 | -3471 | -3471 | -3471 | -3471 | -3471 | -3471 | -3471 | -3471 | -3471 | -3471 | -3471 | -3471 | -3471 | -3471 | -3471 | -3471 | -3471 | -3471 | -3471 | -3471 | -3471 | -3471 | -3471 | -3471 | -3471 | -3471 | -3471 | -3471 | -3471 | -3471 | -3471 | -3471 | -3471 | -3471 | -3471 | -3471 | -3471 | -3471 | -3471 | -3471 | -3471 | -3471 | -3471 | -3471 | -3471 | -3471 | -3471 | -3471 | -3471 | -3471 | -3471 | -3471 | -3471 | -3471 | -3471 | -3471 | -3471 | -3471 | -3471 | -3471 | -3471 | -3471 | -3471 | -3471 | -3471 | -3471 | -3471 | -3471 | -3471 | -3471 | -3471 | -3471 | -3471 | -3471 | -3471 | -3471 | -3471 | -3471 | -3471 | -3471 | -3471 | -3471 | -3471 | -3471 | -3471 | -3471 | -3471 | -3471 | -3471 | -3471 | -3471 | -3471 | -3471 | -3471 | -3471 | -3471 | -3471 | -3471 | -3471 | -3471 | -3471 | -3471 | -3471 | -3471 | -3471 | -3471 | -3471 | -3471 | -3471 | -3471 | -3471 | -3471 | -3471 | -3471 | -3471 | -3471 | -3471 | -3471 | -3471 | -3471 | -3471 | -3471 | -3471 | -3471 | -3471 | -3471 | -3471 | -3471 | -3471 | -3471 | -3471 | -3471 | -3471 | -3471 | -3471 | -3471 | -3471 | -3471 | -3471 | -3471 | -3471 | -3556 | -3676 | -3784 | -3885 | -3987 | -4094 | -4214 | -4347 | -4492 | -4653 | -4824 | -5001 | -5179 | -5354 | -5520 | -5666 | -5804 | -5934 | -6057 | -6175 | -6292 | -6407 | -6521 | -6636 | -6753 | -6858 | -6958 | -7055 | -7143 | -7220 | -7278 | -7314 | -7329 | -7321 | -7294 | -7253 | -7206 | -7160 | -7117 | -7072 | -7014 | -6945 | -6869 | -6789 | -6698 | -6597 | -6489 | -6375 | -6266 | -6171 | -6090 | -6014 | -5937 | -5863 | -5800 | -5752 | -5716 | -5691 | -5676 | -5671 | -5671 | -5671 | -5673 | -5687 | -5713 | -5749 | -5792 | -5840 | -5895 | -5955 | -6017 | -6083 | -6146 | -6192 | -6215 | -6219 | -6218 | -6213 | -6199 | -6176 | -6144 | -6104 | -6056 | -6000 | -5940 | -5879 | -5828 | -5778 | -5719 | -5653 | -5585 | -5520 | -5457 | -5399 | -5348 | -5300 | -5246 | -5165 | -5074 | -4949 | -4808 | -4661 | -4509 | -4358 | -4208 | -4056 | -3903 | -3748 | -3594 | -3471 | -3471 | -3471 | -3471 | -3471 | -3471 | -3471 | -3471 | -3471 | -3471 | -3471 | -3471 | -3471 | -3471 | -3471 | -3471 | -3471 | -3471 | -3471 | -3471 | -3471 | -3471 | -3471 | -3471 | -3471 | -3605 | -3763 | -3921 | -4076 | -4232 | -4387 | -4538 | -4682 | -4818 | -4945 | -5058 | -5144 | -5193 | -5194 | -5164 | -5111 | -5045 | -4971 | -4895 | -4821 | -4747 | -4679 | -4618 | -4564 | -4516 | -4452 | -4386 | -4327 | -4275 | -4232 | -4200 | -4178 | -4166 | -4166 | -4185 | -4225 | -4287 | -4380 | -4484 | -4593 | -4705 | -4818 | -4928 | -5033 | -5133 | -5223 | -5304 | -5377 | -5451 | -5537 | -5616 | -5687 | -5752 | -5810 | -5862 | -5909 | -5955 | -5998 | -6034 | -6060 | -6076 | -6081 | -6080 | -6076 | -6064 | -6045 | -6023 | -5997 | -5965 | -5926 | -5881 | -5831 | -5796 | -5773 | -5742 | -5705 | -5667 | -5627 | -5582 | -5529 | -5467 | -5397 | -5327 | -5257 | -5191 | -5130 | -5081 | -5051 | -5052 | -5076 | -5113 | -5162 | -5224 | -5297 | -5379 | -5468 | -5541 | -5609 | -5693 | -5790 | -5890 | -5990 | -6094 | -6204 | -6320 | -6440 | -6559 | -6669 | -6766 | -6857 | -6941 | -7011 | -7061 | -7097 | -7123 | -7139 | -7151 | -7162 | -7175 | -7187 | -7200 | -7197 | -7185 | -7170 | -7159 | -7153 | -7149 | -7148 | -7145 | -7142 | -7140 | -7153 | -7179 | -7218 | -7262 | -7306 | -7346 | -7378 | -7407 | -7436 | -7465 | -7495 | -7530 | -7567 | -7599 | -7630 | -7665 | -7701 | -7737 | -7775 | -7817 | -7862 | -7913 | -7966 | -8024 | -8067 | -8080 | -8049 | -7995 | -7929 | -7854 | -7778 | -7706 | -7640 | -7578 | -7514 | -7447 | -7380 | -7330 | -7291 | -7248 | -7206 | -7165 | -7123 | -7081 | -7039 | -6998 | -6960 | -6918 | -6861 | -6815 | -6770 | -6704 | -6631 | -6557 | -6482 | -6399 | -6307 | -6208 | -6103 | -5995 | -5892 | -5811 | -5739 | -5669 | -5597 | -5525 | -5454 | -5384 | -5314 | -5244 | -5173 | -5104 | -5030 | -4952 | -4858 | -4760 | -4665 | -4574 | -4491 | -4414 | -4343 | -4279 | -4222 | -4175 | -4133 | -4071 | -3991 | -3920 | -3854 | -3785 | -3709 | -3627 | -3542 | -3471 | -3471 | -3471 | -3471 | -3471 | -3471 | -3471 | -3552 | -3693 | -3837 | -3987 | -4149 | -4321 | -4500 | -4675 | -4832 | -4971 | -5101 | -5219 | -5331 | -5441 | -5553 | -5666 | -5778 | -5890 | -5998 | -6100 | -6188 | -6263 | -6327 | -6387 | -6452 | -6515 | -6566 | -6605 | -6629 | -6644 | -6651 | -6655 | -6664 | -6681 | -6711 | -6750 | -6795 | -6846 | -6899 | -6955 | -7012 | -7072 | -7134 | -7198 | -7249 | -7276 | -7273 | -7255 | -7228 | -7198 | -7169 | -7144 | -7119 | -7090 | -7057 | -7025 | -6994 | -6975 | -6965 | -6953 | -6940 | -6925 | -6908 | -6887 | -6864 | -6841 | -6821 | -6804 | -6784 | -6760 | -6724 | -6682 | -6640 | -6595 | -6551 | -6502 | -6449 | -6392 | -6334 | -6274 | -6216 | -6175 | -6128 | -6073 | -6011 | -5948 | -5898 | -5861 | -5830 | -5798 | -5760 | -5715 | -5668 | -5638 | -5628 | -5625 | -5625 | -5632 | -5649 | -5675 | -5707 | -5737 | -5761 | -5779 | -5791 | -5778 | -5751 | -5719 | -5680 | -5626 | -5547 | -5444 | -5326 | -5202 | -5075 | -4952 | -4861 | -4792 | -4754 | -4738 | -4736 | -4746 | -4766 | -4793 | -4828 | -4872 | -4926 | -4986 | -5048 | -5103 | -5156 | -5213 | -5275 | -5340 | -5408 | -5480 | -5554 | -5628 | -5702 | -5775 | -5847 | -5914 | -5977 | -6028 | -6064 | -6085 | -6094 | -6095 | -6086 | -6071 | -6051 | -6031 | -6016 | -6014 | -6025 | -6043 | -6073 | -6117 | -6175 | -6244 | -6324 | -6414 | -6507 | -6598 | -6660 | -6695 | -6698 | -6684 | -6666 | -6641 | -6602 | -6548 | -6485 | -6416 | -6341 | -6261 | -6178 | -6095 | -5994 | -5885 | -5767 | -5638 | -5499 | -5350 | -5191 | -5023 | -4851 | -4678 | -4524 | -4391 | -4287 | -4186 | -4079 | -3971 | -3868 | -3779 | -3703 | -3637 | -3582 | -3536 | -3493 | -3471 | -3471 | -3471 | -3471 | -3471 | -3471 | -3471 | -3471 | -3471 | -3471 | -3471 | -3471 | -3471 | -3471 | -3471 | -3471 | -3471 | -3471 | -3471 | -3471 | -3471 | -3471 | -3507 | -3569 | -3631 | -3699 | -3767 | -3840 | -3915 | -3992 | -4068 | -4144 | -4218 | -4289 | -4358 | -4408 | -4442 | -4451 | -4441 | -4419 | -4388 | -4352 | -4315 | -4280 | -4248 | -4217 | -4189 | -4166 | -4162 | -4166 | -4175 | -4187 | -4207 | -4237 | -4277 | -4326 | -4381 | -4442 | -4507 | -4552 | -4565 | -4537 | -4482 | -4419 | -4351 | -4278 | -4199 | -4115 | -4025 | -3933 | -3844 | -3774 | -3743 | -3728 | -3722 | -3720 | -3722 | -3725 | -3729 | -3734 | -3740 | -3749 | -3759 | -3764 | -3754 | -3741 | -3700 | -3648 | -3597 | -3547 | -3499 | -3471 | -3471 | -3471 | -3471 | -3471 | -3471 | -3471 | -3471 | -3471 | -3471 | -3471 | -3471 | -3471 | -3471 | -3471 | -3471 | -3471 | -3471 | -3471 | -3471 | -3471 | -3471 | -3471 | -3471 | -3471 | -3471 | -3471 | -3471 | -3471 | -3471 | -3471 | -3471 | -3471 | -3471 | -3471 | -3471 | -3471 | -3471 | -3471 | -3471 | -3471 | -3471 | -3471 | -3471 | -3471 | -3471 | -3471 | -3471 | -3471 | -3471 | -3471 | -3471 | -3471 | -3471 | -3471 | -3471 | -3471 | -3471 | -3471 | -3471 | -3471 | -3471 | -3471 | -3471 | -3471 | -3471 | -3471 | -3471 | -3471 | -3471 | -3471 | -3471 | -3471 | -3471 | -3471 | -3471 | -3471 | -3471 | -3471 | -3471 | -3471 | -3471 | -3471 | -3471 | -3471 | -3471 | -3471 | -3471 | -3471 | -3471 | -3471 | -3471 | -3471 | -3471 | -3471 | -3471 | -3471 | -3471 | -3471 | -3471 | -3471 | -3471 | -3471 | -3471 | -3471 | -3471 | -3471 | -3471 | -3471 | -3471 | -3471 | -3471 | -3471 | -3471 | -3471 | -3471 | -3471 | -3471 | -3471 | -3471 | -3471 | -3471 | -3471 | -3471 | -3471 | -3471 | -3471 | -3471 | -3471 | -3471 | -3471 | -3471 | -3471 | -3471 | -3471 | -3471 | -3471 | -3471 | -3471 | -3471 | -3471 | -3471 | -3471 | -3471 | -3471 | -3471 | -3471 | -3471 | -3471 | -3477 | -3616 | -3758 | -3902 | -4043 | -4179 | -4309 | -4432 | -4546 | -4652 | -4752 | -4851 | -4943 | -5037 | -5134 | -5231 | -5314 | -5377 | -5423 | -5457 | -5476 | -5481 | -5483 | -5490 | -5513 | -5542 | -5572 | -5603 | -5642 | -5685 | -5732 | -5785 | -5844 | -5906 | -5975 | -6037 | -6081 | -6112 | -6138 | -6163 | -6188 | -6212 | -6232 | -6248 | -6262 | -6274 | -6285 | -6300 | -6327 | -6349 | -6367 | -6380 | -6387 | -6390 | -6391 | -6387 | -6378 | -6362 | -6336 | -6308 | -6284 | -6261 | -6237 | -6221 | -6218 | -6219 | -6226 | -6234 | -6243 | -6252 | -6263 | -6274 | -6294 | -6328 | -6371 | -6426 | -6492 | -6566 | -6649 | -6742 | -6845 | -6957 | -7078 | -7194 | -7285 | -7331 | -7336 | -7319 | -7282 | -7235 | -7180 | -7122 | -7061 | -6999 | -6936 | -6898 | -6884 | -6869 | -6853 | -6832 | -6808 | -6779 | -6748 | -6715 | -6679 | -6643 | -6609 | -6574 | -6537 | -6526 | -6495 | -6434 | -6360 | -6283 | -6202 | -6119 | -6034 | -5948 | -5865 | -5781 | -5660 | -5522 | -5378 | -5229 | -5079 | -4930 | -4784 | -4640 | -4494 | -4346 | -4194 | -4049 | -3916 | -3796 | -3696 | -3615 | -3545 | -3478 | -3471 | -3471 | -3471 | -3471 | -3471 | -3471 | -3471 | -3471 | -3471 | -3471 | -3471 | -3471 | -3471 | -3471 | -3471 | -3471 | -3471 | -3471 | -3471 | -3471 | -3471 | -3471 | -3471 | -3471 | -3471 | -3471 | -3471 | -3471 | -3471 | -3471 | -3471 | -3471 | -3471 | -3471 | -3494 | -3581 | -3677 | -3780 | -3890 | -4001 | -4113 | -4218 | -4309 | -4388 | -4442 | -4468 | -4481 | -4488 | -4492 | -4493 | -4493 | -4495 | -4499 | -4503 | -4474 | -4433 | -4387 | -4335 | -4274 | -4205 | -4130 | -4048 | -3960 | -3865 | -3765 | -3669 | -3593 | -3549 | -3539 | -3548 | -3559 | -3564 | -3568 | -3577 | -3593 | -3613 | -3638 | -3653 | -3657 | -3670 | -3685 | -3702 | -3717 | -3728 | -3733 | -3736 | -3738 | -3741 | -3744 | -3746 | -3750 | -3765 | -3799 | -3844 | -3905 | -3980 | -4064 | -4147 | -4221 | -4285 | -4333 | -4364 | -4380 | -4389 | -4393 | -4392 | -4388 | -4388 | -4392 | -4397 | -4401 | -4407 | -4416 | -4428 | -4447 | -4473 | -4519 | -4587 | -4670 | -4766 | -4874 | -4994 | -5119 | -5245 | -5365 | -5485 | -5635 | -5785 | -5932 | -6079 | -6226 | -6371 | -6512 | -6649 | -6784 | -6917 | -7049 | -7175 | -7270 | -7327 | -7341 | -7340 | -7332 | -7317 | -7298 | -7280 | -7266 | -7259 | -7259 | -7262 | -7242 | -7216 | -7194 | -7176 | -7163 | -7152 | -7146 | -7145 | -7148 | -7155 | -7163 | -7174 | -7167 | -7156 | -7126 | -7069 | -6996 | -6909 | -6809 | -6696 | -6574 | -6449 | -6331 | -6232 | -6144 | -6053 | -5947 | -5826 | -5691 | -5545 | -5389 | -5226 | -5058 | -4886 | -4713 | -4553 | -4457 | -4409 | -4422 | -4475 | -4553 | -4648 | -4756 | -4875 | -4999 | -5123 | -5238 | -5325 | -5407 | -5494 | -5591 | -5698 | -5813 | -5933 | -6057 | -6182 | -6308 | -6435 | -6558 | -6669 | -6754 | -6808 | -6818 | -6793 | -6748 | -6690 | -6624 | -6555 | -6481 | -6403 | -6321 | -6222 | -6085 | -5927 | -5754 | -5568 | -5374 | -5175 | -4974 | -4775 | -4574 | -4370 | -4163 | -3957 | -3762 | -3578 | -3471 | -3471 | -3471 | -3471 | -3471 | -3471 | -3471 | -3471 | -3471 | -3471 | -3471 | -3471 | -3471 | -3471 | -3471 | -3471 | -3471 | -3471 | -3471 | -3471 | -3471 | -3471 | -3471 | -3471 | -3471 | -3471 | -3471 | -3471 | -3471 | -3471 | -3471 | -3471 | -3471 | -3471 | -3471 | -3471 | -3471 | -3471 | -3471 | -3471 | -3471 | -3471 | -3471 | -3471 | -3471 | -3471 | -3471 | -3502 | -3609 | -3732 | -3862 | -3993 | -4120 | -4245 | -4366 | -4481 | -4589 | -4704 | -4826 | -4943 | -5055 | -5163 | -5262 | -5352 | -5433 | -5506 | -5572 | -5634 | -5695 | -5762 | -5839 | -5927 | -6038 | -6156 | -6268 | -6370 | -6463 | -6549 | -6630 | -6708 | -6788 | -6880 | -6980 | -7077 | -7174 | -7276 | -7380 | -7484 | -7588 | -7688 | -7785 | -7875 | -7956 | -8029 | -8080 | -8117 | -8110 | -8071 | -8021 | -7968 | -7915 | -7862 | -7810 | -7761 | -7720 | -7683 | -7631 | -7573 | -7509 | -7435 | -7352 | -7257 | -7149 | -7031 | -6906 | -6780 | -6656 | -6534 | -6442 | -6377 | -6354 | -6357 | -6368 | -6378 | -6387 | -6394 | -6395 | -6386 | -6363 | -6312 | -6243 | -6161 | -6069 | -5967 | -5861 | -5757 | -5663 | -5583 | -5518 | -5471 | -5442 | -5432 | -5434 | -5447 | -5471 | -5498 | -5531 | -5575 | -5627 | -5687 | -5750 | -5819 | -5892 | -5988 | -6111 | -6249 | -6401 | -6565 | -6734 | -6902 | -7062 | -7209 | -7336 | -7438 | -7514 | -7568 | -7601 | -7621 | -7628 | -7624 | -7619 | -7614 | -7619 | -7635 | -7669 | -7724 | -7792 | -7846 | -7896 | -7957 | -8018 | -8074 | -8126 | -8180 | -8242 | -8311 | -8386 | -8470 | -8564 | -8665 | -8776 | -8886 | -8996 | -9101 | -9181 | -9228 | -9247 | -9238 | -9202 | -9140 | -9066 | -9034 | -9012 | -8981 | -8946 | -8911 | -8881 | -8856 | -8829 | -8800 | -8771 | -8738 | -8694 | -8639 | -8568 | -8474 | -8336 | -8160 | -7970 | -7781 | -7588 | -7390 | -7188 | -6990 | -6809 | -6620 | -6409 | -6189 | -5969 | -5748 | -5522 | -5291 | -5057 | -4821 | -4586 | -4356 | -4135 | -3925 | -3730 | -3553 | -3471 | -3471 | -3471 | -3471 | -3471 | -3471 | -3471 | -3471 | -3471 | -3471 | -3471 | -3471 | -3471 | -3471 | -3471 | -3471 | -3471 | -3471 | -3471 | -3471 | -3471 | -3471 | -3471 | -3471 | -3471 | -3471 | -3471 | -3471 | -3471 | -3580 | -3782 | -3980 | -4157 | -4310 | -4467 | -4627 | -4788 | -4945 | -5099 | -5250 | -5399 | -5544 | -5682 | -5814 | -5941 | -6064 | -6188 | -6304 | -6400 | -6481 | -6545 | -6598 | -6640 | -6675 | -6705 | -6731 | -6766 | -6827 | -6900 | -6978 | -7063 | -7159 | -7265 | -7375 | -7487 | -7598 | -7708 | -7812 | -7909 | -7997 | -8071 | -8140 | -8212 | -8268 | -8308 | -8347 | -8385 | -8426 | -8474 | -8531 | -8589 | -8620 | -8625 | -8619 | -8602 | -8576 | -8543 | -8506 | -8470 | -8440 | -8420 | -8407 | -8401 | -8402 | -8417 | -8443 | -8475 | -8528 | -8604 | -8690 | -8784 | -8883 | -8984 | -9081 | -9174 | -9265 | -9365 | -9474 | -9592 | -9714 | -9836 | -9954 | -10063 | -10157 | -10239 | -10314 | -10385 | -10455 | -10533 | -10612 | -10691 | -10761 | -10816 | -10858 | -10889 | -10909 | -10919 | -10922 | -10924 | -10946 | -10965 | -10974 | -10977 | -10979 | -10980 | -10983 | -10989 | -10999 | -11012 | -11026 | -11041 | -11056 | -11066 | -11080 | -11104 | -11144 | -11193 | -11241 | -11289 | -11335 | -11378 | -11415 | -11452 | -11493 | -11532 | -11568 | -11601 | -11631 | -11658 | -11681 | -11700 | -11715 | -11723 | -11726 | -11723 | -11719 | -11718 | -11722 | -11721 | -11711 | -11691 | -11665 | -11635 | -11606 | -11580 | -11556 | -11536 | -11523 | -11512 | -11504 | -11501 | -11502 | -11509 | -11523 | -11541 | -11563 | -11589 | -11617 | -11645 | -11674 | -11699 | -11715 | -11715 | -11706 | -11706 | -11713 | -11726 | -11739 | -11755 | -11774 | -11797 | -11831 | -11869 | -11907 | -11946 | -11986 | -12028 | -12073 | -12124 | -12183 | -12251 | -12327 | -12412 | -12497 | -12578 | -12648 | -12705 | -12727 | -12726 | -12712 | -12695 | -12676 | -12657 | -12639 | -12632 | -12637 | -12646 | -12662 | -12683 | -12709 | -12736 | -12763 | -12789 | -12815 | -12839 | -12862 | -12884 | -12912 | -12936 | -12934 | -12916 | -12870 | -12811 | -12749 | -12684 | -12615 | -12546 | -12482 | -12433 | -12388 | -12339 | -12288 | -12238 | -12188 | -12143 | -12103 | -12067 | -12036 | -12009 | -11986 | -11966 | -11944 | -11922 | -11897 | -11875 | -11853 | -11824 | -11792 | -11760 | -11728 | -11697 | -11668 | -11651 | -11645 | -11641 | -11636 | -11630 | -11624 | -11614 | -11603 | -11590 | -11577 | -11561 | -11542 | -11522 | -11501 | -11483 | -11471 | -11451 | -11429 | -11407 | -11383 | -11356 | -11325 | -11289 | -11253 | -11211 | -11154 | -11083 | -11010 | -10938 | -10861 | -10771 | -10666 | -10543 | -10405 | -10255 | -10097 | -9933 | -9762 | -9597 | -9441 | -9287 | -9147 | -9002 | -8848 | -8691 | -8536 | -8387 | -8246 | -8084 | -7884 | -7691 | -7500 | -7308 | -7117 | -6933 | -6751 | -6575 | -6402 | -6233 | -6067 | -5905 | -5750 | -5607 | -5503 | -5451 | -5459 | -5512 | -5589 | -5678 | -5771 | -5858 | -5936 | -6016 | -6111 | -6199 | -6280 | -6355 | -6426 | -6495 | -6574 | -6658 | -6743 | -6828 | -6911 | -6989 | -7063 | -7131 | -7176 | -7182 | -7138 | -7062 | -6973 | -6879 | -6787 | -6703 | -6630 | -6558 | -6471 | -6387 | -6306 | -6226 | -6148 | -6074 | -6000 | -5931 | -5875 | -5833 | -5808 | -5800 | -5806 | -5827 | -5860 | -5910 | -6002 | -6136 | -6293 | -6461 | -6633 | -6803 | -6966 | -7148 | -7351 | -7544 | -7749 | -7977 | -8218 | -8455 | -8686 | -8908 | -9118 | -9316 | -9503 | -9675 | -9829 | -9960 | -10062 | -10130 | -10137 | -10084 | -9991 | -9875 | -9746 | -9612 | -9478 | -9332 | -9168 | -9014 | -8853 | -8672 | -8477 | -8278 | -8074 | -7867 | -7659 | -7449 | -7238 | -7033 | -6840 | -6668 | -6520 | -6385 | -6276 | -6187 | -6111 | -6044 | -5981 | -5922 | -5864 | -5806 | -5753 | -5698 | -5642 | -5590 | -5539 | -5492 | -5453 | -5422 | -5399 | -5383 | -5377 | -5377 | -5376 | -5376 | -5377 | -5382 | -5388 | -5398 | -5418 | -5452 | -5500 | -5565 | -5644 | -5718 | -5772 | -5825 | -5876 | -5927 | -5982 | -6042 | -6109 | -6180 | -6256 | -6335 | -6416 | -6498 | -6584 | -6677 | -6805 | -6988 | -7230 | -7510 | -7805 | -8102 | -8392 | -8664 | -8909 | -9121 | -9313 | -9495 | -9668 | -9831 | -9981 | -10120 | -10251 | -10373 | -10488 | -10595 | -10694 | -10784 | -10862 | -10929 | -10962 | -10961 | -10923 | -10857 | -10775 | -10682 | -10583 | -10482 | -10391 | -10337 | -10305 | -10277 | -10251 | -10231 | -10219 | -10215 | -10219 | -10228 | -10235 | -10238 | -10240 | -10240 | -10240 | -10241 | -10242 | -10242 | -10233 | -10214 | -10186 | -10148 | -10100 | -10046 | -9989 | -9933 | -9878 | -9820 | -9760 | -9698 | -9630 | -9549 | -9455 | -9350 | -9238 | -9120 | -8993 | -8862 | -8728 | -8592 | -8460 | -8321 | -8183 | -8044 | -7903 | -7765 | -7631 | -7504 | -7386 | -7268 | -7157 | -7055 | -6959 | -6870 | -6788 | -6712 | -6641 | -6574 | -6515 | -6464 | -6421 | -6387 | -6359 | -6336 | -6313 | -6305 | -6322 | -6356 | -6402 | -6454 | -6510 | -6570 | -6633 | -6697 | -6745 | -6787 | -6828 | -6867 | -6904 | -6943 | -6987 | -7033 | -7079 | -7127 | -7177 | -7227 | -7277 | -7330 | -7406 | -7497 | -7600 | -7720 | -7858 | -8011 | -8174 | -8339 | -8491 | -8619 | -8733 | -8837 | -8932 | -9020 | -9102 | -9179 | -9251 | -9323 | -9397 | -9470 | -9541 | -9610 | -9679 | -9745 | -9809 | -9877 | -9940 | -9991 | -10031 | -10061 | -10083 | -10101 | -10117 | -10130 | -10142 | -10156 | -10172 | -10191 | -10214 | -10240 | -10266 | -10292 | -10320 | -10349 | -10382 | -10418 | -10456 | -10497 | -10533 | -10554 | -10550 | -10524 | -10480 | -10427 | -10372 | -10321 | -10280 | -10280 | -10301 | -10330 | -10370 | -10418 | -10470 | -10528 | -10592 | -10663 | -10737 | -10812 | -10888 | -10963 | -11039 | -11112 | -11173 | -11217 | -11242 | -11254 | -11260 | -11261 | -11260 | -11258 | -11260 | -11263 | -11265 | -11270 | -11276 | -11281 | -11286 | -11292 | -11294 | -11293 | -11289 | -11282 | -11270 | -11253 | -11234 | -11216 | -11204 | -11209 | -11239 | -11283 | -11327 | -11367 | -11400 | -11426 | -11449 | -11465 | -11471 | -11467 | -11450 | -11423 | -11386 | -11339 | -11283 | -11223 | -11157 | -11087 | -11015 | -10943 | -10870 | -10796 | -10726 | -10662 | -10618 | -10593 | -10587 | -10597 | -10618 | -10646 | -10675 | -10677 | -10659 | -10636 | -10610 | -10582 | -10554 | -10525 | -10494 | -10460 | -10423 | -10385 | -10349 | -10313 | -10276 | -10241 | -10216 | -10202 | -10194 | -10195 | -10197 | -10194 | -10182 | -10161 | -10131 | -10115 | -10113 | -10107 | -10098 | -10087 | -10075 | -10065 | -10061 | -10062 | -10068 | -10078 | -10091 | -10103 | -10113 | -10121 | -10134 | -10154 | -10182 | -10216 | -10261 | -10327 | -10412 | -10512 | -10618 | -10700 | -10772 | -10854 | -10944 | -11040 | -11140 | -11240 | -11338 | -11434 | -11533 | -11633 | -11737 | -11844 | -11953 | -12062 | -12168 | -12260 | -12336 | -12407 | -12470 | -12520 | -12556 | -12585 | -12617 | -12703 | -12813 | -12923 | -13032 | -13138 | -13243 | -13345 | -13450 | -13555 | -13650 | -13726 | -13786 | -13837 | -13890 | -13947 | -14007 | -14069 | -14129 | -14183 | -14230 | -14275 | -14321 | -14372 | -14428 | -14471 | -14516 | -14574 | -14647 | -14734 | -14833 | -14944 | -15062 | -15187 | -15326 | -15483 | -15660 | -15846 | -16037 | -16230 | -16406 | -16546 | -16637 | -16691 | -16726 | -16751 | -16772 | -16793 | -16826 | -16873 | -16928 | -16986 | -17047 | -17107 | -17167 | -17226 | -17281 | -17332 | -17378 | -17418 | -17453 | -17482 | -17505 | -17522 | -17535 | -17545 | -17556 | -17560 | -17559 | -17554 | -17546 | -17536 | -17527 | -17522 | -17506 | -17481 | -17452 | -17420 | -17385 | -17350 | -17321 | -17297 | -17279 | -17267 | -17258 | -17253 | -17253 | -17255 | -17260 | -17265 | -17275 | -17281 | -17286 | -17293 | -17303 | -17319 | -17348 | -17392 | -17431 | -17472 | -17516 | -17561 | -17607 | -17650 | -17685 | -17712 | -17729 | -17736 | -17735 | -17727 | -17712 | -17694 | -17676 | -17668 | -17670 | -17680 | -17698 | -17720 | -17738 | -17752 | -17777 | -17800 | -17819 | -17823 | -17814 | -17797 | -17773 | -17743 | -17710 | -17674 | -17638 | -17601 | -17563 | -17523 | -17483 | -17441 | -17390 | -17342 | -17310 | -17287 | -17260 | -17232 | -17205 | -17185 | -17153 | -17082 | -16998 | -16910 | -16818 | -16719 | -16615 | -16505 | -16393 | -16280 | -16166 | -16052 | -15940 | -15829 | -15717 | -15604 | -15511 | -15445 | -15410 | -15417 | -15451 | -15492 | -15529 | -15554 | -15549 | -15517 | -15474 | -15428 | -15380 | -15331 | -15282 | -15231 | -15181 | -15132 | -15085 | -15040 | -14999 | -14962 | -14931 | -14905 | -14885 | -14869 | -14850 | -14821 | -14794 | -14774 | -14762 | -14758 | -14755 | -14768 | -14792 | -14816 | -14838 | -14854 | -14868 | -14878 | -14884 | -14885 | -14880 | -14870 | -14857 | -14839 | -14819 | -14796 | -14779 | -14774 | -14780 | -14795 | -14807 | -14818 | -14828 | -14836 | -14844 | -14852 | -14853 | -14854 | -14861 | -14870 | -14884 | -14899 | -14911 | -14922 | -14933 | -14944 | -14956 | -14965 | -14970 | -14970 | -14965 | -14953 | -14939 | -14927 | -14924 | -14922 | -14919 | -14916 | -14900 | -14856 | -14812 | -14764 | -14711 | -14654 | -14590 | -14524 | -14457 | -14392 | -14327 | -14262 | -14196 | -14133 | -14072 | -14014 | -13958 | -13903 | -13851 | -13806 | -13768 | -13736 | -13709 | -13685 | -13662 | -13631 | -13597 | -13564 | -13531 | -13500 | -13471 | -13446 | -13423 | -13402 | -13381 | -13362 | -13345 | -13333 | -13329 | -13329 | -13336 | -13350 | -13370 | -13389 | -13403 | -13412 | -13418 | -13423 | -13435 | -13473 | -13520 | -13574 | -13635 | -13701 | -13770 | -13839 | -13907 | -13978 | -14051 | -14125 | -14198 | -14267 | -14332 | -14395 | -14454 | -14505 | -14540 | -14567 | -14593 | -14623 | -14656 | -14690 | -14715 | -14720 | -14721 | -14721 | -14721 | -14722 | -14727 | -14738 | -14758 | -14787 | -14824 | -14868 | -14919 | -14974 | -15030 | -15087 | -15148 | -15208 | -15261 | -15301 | -15332 | -15361 | -15392 | -15427 | -15483 | -15558 | -15637 | -15721 | -15810 | -15902 | -15998 | -16098 | -16199 | -16299 | -16398 | -16491 | -16582 | -16669 | -16758 | -16849 | -16939 | -17012 | -17070 | -17108 | -17128 | -17136 | -17140 | -17149 | -17190 | -17269 | -17355 | -17443 | -17535 | -17627 | -17717 | -17797 | -17865 | -17921 | -17969 | -18010 | -18047 | -18080 | -18105 | -18117 | -18118 | -18121 | -18132 | -18162 | -18202 | -18240 | -18273 | -18295 | -18287 | -18225 | -18140 | -18037 | -17915 | -17775 | -17624 | -17467 | -17311 | -17157 | -17003 | -16850 | -16695 | -16540 | -16389 | -16242 | -16106 | -15984 | -15878 | -15778 | -15683 | -15590 | -15496 | -15397 | -15280 | -15149 | -15016 | -14883 | -14754 | -14632 | -14519 | -14415 | -14320 | -14232 | -14150 | -14077 | -14017 | -13971 | -13934 | -13902 | -13869 | -13831 | -13789 | -13746 | -13708 | -13682 | -13670 | -13670 | -13683 | -13715 | -13753 | -13796 | -13841 | -13888 | -13933 | -13975 | -14007 | -14023 | -14024 | -14008 | -13974 | -13920 | -13856 | -13786 | -13718 | -13662 | -13614 | -13581 | -13563 | -13549 | -13535 | -13518 | -13495 | -13472 | -13460 | -13452 | -13448 | -13443 | -13438 | -13434 | -13439 | -13456 | -13489 | -13537 | -13599 | -13673 | -13753 | -13836 | -13920 | -14006 | -14101 | -14194 | -14272 | -14336 | -14393 | -14446 | -14509 | -14582 | -14655 | -14732 | -14814 | -14904 | -14998 | -15094 | -15193 | -15292 | -15387 | -15478 | -15567 | -15653 | -15739 | -15827 | -15912 | -15977 | -16013 | -16012 | -15989 | -15964 | -15947 | -15941 | -15926 | -15889 | -15844 | -15792 | -15728 | -15651 | -15563 | -15462 | -15352 | -15236 | -15115 | -14990 | -14858 | -14718 | -14567 | -14405 | -14238 | -14085 | -13951 | -13851 | -13777 | -13716 | -13654 | -13582 | -13502 | -13417 | -13324 | -13227 | -13129 | -13034 | -12942 | -12858 | -12780 | -12707 | -12636 | -12567 | -12502 | -12441 | -12387 | -12341 | -12301 | -12270 | -12248 | -12240 | -12244 | -12255 | -12267 | -12279 | -12286 | -12294 | -12307 | -12326 | -12349 | -12376 | -12406 | -12438 | -12473 | -12515 | -12563 | -12620 | -12684 | -12757 | -12841 | -12935 | -13038 | -13150 | -13270 | -13393 | -13513 | -13631 | -13747 | -13864 | -13989 | -14112 | -14231 | -14346 | -14457 | -14561 | -14660 | -14752 | -14840 | -14922 | -14999 | -15068 | -15129 | -15177 | -15212 | -15237 | -15252 | -15263 | -15272 | -15283 | -15295 | -15303 | -15306 | -15301 | -15278 | -15251 | -15226 | -15201 | -15179 | -15162 | -15150 | -15142 | -15138 | -15135 | -15135 | -15139 | -15150 | -15169 | -15196 | -15228 | -15264 | -15288 | -15299 | -15296 | -15281 | -15261 | -15246 | -15241 | -15261 | -15300 | -15347 | -15400 | -15457 | -15519 | -15584 | -15650 | -15717 | -15784 | -15849 | -15910 | -15968 | -16025 | -16082 | -16141 | -16202 | -16261 | -16319 | -16365 | -16405 | -16445 | -16486 | -16531 | -16578 | -16622 | -16663 | -16705 | -16750 | -16799 | -16850 | -16906 | -16963 | -17021 | -17084 | -17151 | -17223 | -17296 | -17370 | -17442 | -17514 | -17576 | -17619 | -17660 | -17711 | -17766 | -17823 | -17881 | -17946 | -18025 | -18112 | -18203 | -18297 | -18393 | -18488 | -18579 | -18666 | -18747 | -18818 | -18879 | -18931 | -18977 | -19017 | -19045 | -19060 | -19071 | -19087 | -19104 | -19121 | -19141 | -19163 | -19184 | -19181 | -19148 | -19097 | -19028 | -18940 | -18831 | -18706 | -18570 | -18424 | -18271 | -18114 | -17956 | -17797 | -17638 | -17480 | -17327 | -17182 | -17046 | -16919 | -16797 | -16666 | -16520 | -16359 | -16186 | -16013 | -15846 | -15682 | -15526 | -15381 | -15250 | -15133 | -15026 | -14930 | -14842 | -14767 | -14703 | -14651 | -14612 | -14582 | -14556 | -14530 | -14504 | -14480 | -14453 | -14419 | -14380 | -14341 | -14321 | -14335 | -14349 | -14357 | -14364 | -14370 | -14372 | -14369 | -14364 | -14359 | -14355 | -14347 | -14330 | -14306 | -14272 | -14226 | -14174 | -14119 | -14077 | -14048 | -14040 | -14059 | -14099 | -14150 | -14185 | -14175 | -14157 | -14144 | -14131 | -14120 | -14115 | -14116 | -14122 | -14131 | -14140 | -14150 | -14163 | -14176 | -14188 | -14204 | -14228 | -14258 | -14293 | -14329 | -14368 | -14409 | -14456 | -14505 | -14558 | -14617 | -14683 | -14754 | -14828 | -14901 | -14969 | -15032 | -15093 | -15155 | -15220 | -15290 | -15364 | -15442 | -15523 | -15608 | -15691 | -15771 | -15839 | -15895 | -15934 | -15953 | -15959 | -15958 | -15965 | -15993 | -16029 | -16063 | -16097 | -16131 | -16166 | -16200 | -16235 | -16270 | -16301 | -16327 | -16347 | -16363 | -16375 | -16385 | -16394 | -16405 | -16418 | -16428 | -16438 | -16452 | -16471 | -16495 | -16521 | -16543 | -16563 | -16586 | -16611 | -16638 | -16666 | -16696 | -16725 | -16755 | -16787 | -16823 | -16862 | -16905 | -16951 | -16998 | -17046 | -17096 | -17148 | -17201 | -17251 | -17300 | -17347 | -17393 | -17445 | -17506 | -17571 | -17635 | -17694 | -17749 | -17801 | -17851 | -17898 | -17940 | -17977 | -18011 | -18041 | -18065 | -18085 | -18102 | -18117 | -18132 | -18149 | -18167 | -18182 | -18199 | -18222 | -18249 | -18272 | -18288 | -18299 | -18310 | -18327 | -18350 | -18377 | -18406 | -18440 | -18474 | -18509 | -18545 | -18583 | -18621 | -18656 | -18688 | -18718 | -18742 | -18755 | -18764 | -18781 | -18803 | -18822 | -18838 | -18856 | -18889 | -18926 | -18958 | -18984 | -19001 | -19010 | -19013 | -19014 | -19018 | -19027 | -19037 | -19048 | -19063 | -19084 | -19111 | -19141 | -19175 | -19207 | -19230 | -19240 | -19243 | -19243 | -19241 | -19243 | -19258 | -19277 | -19298 | -19325 | -19358 | -19397 | -19437 | -19473 | -19501 | -19525 | -19543 | -19559 | -19572 | -19582 | -19588 | -19590 | -19587 | -19583 | -19573 | -19561 | -19543 | -19522 | -19504 | -19499 | -19487 | -19473 | -19455 | -19434 | -19408 | -19379 | -19350 | -19324 | -19296 | -19265 | -19232 | -19197 | -19160 | -19122 | -19084 | -19047 | -19010 | -18984 | -18975 | -18974 | -18984 | -18999 | -19014 | -19007 | -18960 | -18900 | -18841 | -18783 | -18724 | -18667 | -18610 | -18555 | -18504 | -18459 | -18421 | -18388 | -18360 | -18338 | -18321 | -18310 | -18307 | -18317 | -18345 | -18388 | -18439 | -18494 | -18550 | -18603 | -18661 | -18730 | -18806 | -18892 | -18989 | -19096 | -19213 | -19342 | -19484 | -19639 | -19806 | -19983 | -20170 | -20367 | -20574 | -20789 | -21011 | -21224 | -21402 | -21547 | -21673 | -21787 | -21898 | -22015 | -22152 | -22299 | -22444 | -22580 | -22700 | -22803 | -22888 | -22955 | -23005 | -23038 | -23057 | -23063 | -23059 | -23047 | -23022 | -22990 | -22950 | -22908 | -22878 | -22862 | -22839 | -22804 | -22760 | -22712 | -22665 | -22624 | -22593 | -22575 | -22569 | -22577 | -22594 | -22616 | -22640 | -22665 | -22686 | -22702 | -22711 | -22707 | -22693 | -22668 | -22631 | -22589 | -22548 | -22508 | -22480 | -22464 | -22447 | -22416 | -22343 | -22237 | -22106 | -21954 | -21785 | -21600 | -21405 | -21199 | -20985 | -20766 | -20543 | -20321 | -20098 | -19878 | -19666 | -19464 | -19272 | -19100 | -18956 | -18837 | -18733 | -18645 | -18571 | -18511 | -18467 | -18437 | -18423 | -18425 | -18443 | -18478 | -18530 | -18599 | -18686 | -18788 | -18906 | -19037 | -19181 | -19334 | -19493 | -19654 | -19814 | -19964 | -20089 | -20189 | -20269 | -20332 | -20385 | -20444 | -20531 | -20630 | -20734 | -20841 | -20950 | -21060 | -21165 | -21263 | -21355 | -21438 | -21513 | -21580 | -21639 | -21694 | -21745 | -21797 | -21851 | -21902 | -21944 | -21971 | -21988 | -22003 | -22023 | -22055 | -22109 | -22177 | -22253 | -22330 | -22405 | -22477 | -22549 | -22621 | -22694 | -22768 | -22842 | -22916 | -22991 | -23066 | -23140 | -23210 | -23276 | -23336 | -23380 | -23417 | -23452 | -23485 | -23515 | -23539 | -23547 | -23540 | -23519 | -23488 | -23449 | -23402 | -23347 | -23287 | -23226 | -23166 | -23106 | -23047 | -22988 | -22928 | -22863 | -22794 | -22722 | -22658 | -22610 | -22587 | -22591 | -22611 | -22636 | -22649 | -22640 | -22619 | -22598 | -22577 | -22560 | -22551 | -22550 | -22555 | -22563 | -22578 | -22600 | -22632 | -22672 | -22723 | -22784 | -22852 | -22923 | -22987 | -23029 | -23047 | -23045 | -23032 | -23014 | -23007 | -23015 | -23024 | -23024 | -23018 | -23005 | -22983 | -22954 | -22919 | -22878 | -22824 | -22753 | -22665 | -22561 | -22441 | -22306 | -22162 | -22011 | -21866 | -21750 | -21662 | -21585 | -21516 | -21449 | -21375 | -21283 | -21183 | -21085 | -20989 | -20896 | -20807 | -20723 | -20640 | -20558 | -20477 | -20393 | -20308 | -20218 | -20124 | -20025 | -19921 | -19810 | -19696 | -19591 | -19495 | -19406 | -19320 | -19227 | -19115 | -18974 | -18814 | -18643 | -18462 | -18268 | -18060 | -17842 | -17612 | -17378 | -17145 | -16922 | -16711 | -16515 | -16336 | -16174 | -16029 | -15901 | -15791 | -15699 | -15617 | -15540 | -15464 | -15394 | -15332 | -15281 | -15241 | -15216 | -15203 | -15203 | -15214 | -15233 | -15261 | -15292 | -15322 | -15347 | -15367 | -15380 | -15388 | -15392 | -15394 | -15396 | -15396 | -15393 | -15387 | -15381 | -15376 | -15371 | -15378 | -15409 | -15443 | -15472 | -15502 | -15530 | -15554 | -15576 | -15596 | -15611 | -15616 | -15607 | -15580 | -15536 | -15474 | -15394 | -15301 | -15201 | -15098 | -14999 | -14907 | -14827 | -14758 | -14695 | -14622 | -14524 | -14429 | -14344 | -14265 | -14196 | -14139 | -14094 | -14059 | -14036 | -14031 | -14048 | -14091 | -14158 | -14253 | -14375 | -14517 | -14673 | -14825 | -14958 | -15079 | -15185 | -15281 | -15373 | -15475 | -15586 | -15687 | -15773 | -15845 | -15902 | -15948 | -15983 | -16013 | -16041 | -16068 | -16091 | -16109 | -16123 | -16136 | -16146 | -16151 | -16151 | -16157 | -16176 | -16204 | -16241 | -16284 | -16329 | -16370 | -16414 | -16470 | -16541 | -16627 | -16730 | -16846 | -16970 | -17100 | -17233 | -17371 | -17513 | -17660 | -17807 | -17951 | -18090 | -18224 | -18353 | -18472 | -18571 | -18647 | -18704 | -18750 | -18791 | -18841 | -18910 | -18981 | -19050 | -19115 | -19172 | -19225 | -19275 | -19322 | -19363 | -19396 | -19422 | -19441 | -19459 | -19477 | -19498 | -19518 | -19536 | -19545 | -19543 | -19532 | -19512 | -19486 | -19461 | -19453 | -19472 | -19495 | -19513 | -19529 | -19543 | -19552 | -19554 | -19551 | -19545 | -19538 | -19530 | -19518 | -19498 | -19470 | -19430 | -19380 | -19324 | -19268 | -19223 | -19194 | -19181 | -19179 | -19177 | -19139 | -19039 | -18918 | -18792 | -18659 | -18521 | -18381 | -18240 | -18103 | -17968 | -17833 | -17700 | -17569 | -17441 | -17313 | -17185 | -17057 | -16929 | -16809 | -16705 | -16615 | -16533 | -16449 | -16361 | -16269 | -16177 | -16088 | -16002 | -15920 | -15842 | -15767 | -15693 | -15618 | -15543 | -15471 | -15402 | -15339 | -15280 | -15225 | -15172 | -15114 | -15051 | -14986 | -14916 | -14842 | -14764 | -14686 | -14610 | -14540 | -14477 | -14419 | -14368 | -14322 | -14283 | -14254 | -14235 | -14221 | -14207 | -14191 | -14174 | -14149 | -14116 | -14078 | -14040 | -14010 | -13988 | -13966 | -13947 | -13927 | -13905 | -13879 | -13850 | -13818 | -13784 | -13745 | -13705 | -13661 | -13609 | -13548 | -13477 | -13398 | -13316 | -13228 | -13137 | -13045 | -12956 | -12867 | -12779 | -12690 | -12603 | -12521 | -12445 | -12375 | -12313 | -12257 | -12207 | -12166 | -12143 | -12136 | -12135 | -12141 | -12158 | -12187 | -12225 | -12275 | -12340 | -12421 | -12515 | -12621 | -12739 | -12869 | -13012 | -13167 | -13335 | -13510 | -13684 | -13849 | -13999 | -14135 | -14266 | -14415 | -14602 | -14799 | -15002 | -15205 | -15402 | -15586 | -15757 | -15919 | -16070 | -16210
2025 | 1987 | 0 | 43864.348 | #DIV/0!
2020 | 1987 | 0 | 46510.7464 | #DIV/0!
2015 | 1987 | 38397 | 49218.2883 | 1.2818 | -19742 | -19575 | -19427 | -19299 | -19189 | -19092 | -19009 | -18940 | -18886 | -18850 | -18830 | -18823 | -18825 | -18833 | -18855 | -18900 | -18974 | -19079 | -19214 | -19377 | -19566 | -19786 | -20034 | -20306 | -20598 | -20903 | -21218 | -21542 | -21876 | -22216 | -22560 | -22902 | -23234 | -23552 | -23853 | -24142 | -24424 | -24708 | -24997 | -25289 | -25577 | -25855 | -26124 | -26388 | -26647 | -26898 | -27143 | -27384 | -27622 | -27860 | -28098 | -28333 | -28566 | -28799 | -29031 | -29253 | -29430 | -29542 | -29611 | -29651 | -29666 | -29667 | -29664 | -29648 | -29617 | -29565 | -29492 | -29390 | -29261 | -29100 | -28909 | -28688 | -28441 | -28173 | -27890 | -27598 | -27297 | -26987 | -26675 | -26375 | -26126 | -25952 | -25836 | -25766 | -25733 | -25719 | -25718 | -25738 | -25779 | -25835 | -25903 | -25985 | -26076 | -26170 | -26259 | -26345 | -26425 | -26491 | -26539 | -26567 | -26577 | -26570 | -26545 | -26499 | -26437 | -26361 | -26265 | -26147 | -26003 | -25826 | -25604 | -25335 | -25025 | -24686 | -24327 | -23953 | -23570 | -23192 | -22828 | -22480 | -22148 | -21838 | -21553 | -21297 | -21071 | -20876 | -20710 | -20573 | -20452 | -20346 | -20256 | -20187 | -20143 | -20135 | -20176 | -20270 | -20409 | -20593 | -20811 | -21058 | -21336 | -21646 | -21985 | -22348 | -22737 | -23154 | -23600 | -24076 | -24581 | -25110 | -25663 | -26235 | -26821 | -27409 | -27989 | -28558 | -29115 | -29668 | -30228 | -30794 | -31364 | -31931 | -32497 | -33062 | -33613 | -34134 | -34622 | -35080 | -35508 | -35900 | -36253 | -36556 | -36808 | -37008 | -37157 | -37249 | -37273 | -37214 | -37101 | -36959 | -36799 | -36628 | -36450 | -36253 | -36026 | -35767 | -35476 | -35152 | -34805 | -34448 | -34085 | -33711 | -33325 | -32927 | -32520 | -32110 | -31698 | -31289 | -30888 | -30505 | -30175 | -29925 | -29733 | -29576 | -29445 | -29322 | -29194 | -29073 | -28982 | -28928 | -28908 | -28927 | -28982 | -29069 | -29188 | -29342 | -29532 | -29754 | -30001 | -30273 | -30568 | -30879 | -31205 | -31536 | -31844 | -32120 | -32376 | -32621 | -32858 | -33090 | -33327 | -33572 | -33806 | -34024 | -34228 | -34415 | -34586 | -34745 | -34891 | -35025 | -35149 | -35269 | -35388 | -35505 | -35619 | -35728 | -35835 | -35945 | -36074 | -36226 | -36388 | -36555 | -36721 | -36879 | -37009 | -37102 | -37172 | -37229 | -37274 | -37307 | -37327 | -37334 | -37330 | -37315 | -37288 | -37251 | -37204 | -37149 | -37085 | -37013 | -36932 | -36845 | -36764 | -36689 | -36622 | -36558 | -36493 | -36424 | -36350 | -36274 | -36202 | -36135 | -36078 | -36035 | -36011 | -36002 | -36001 | -36002 | -36005 | -36009 | -36014 | -36017 | -36025 | -36041 | -36069 | -36099 | -36111 | -36097 | -36058 | -36002 | -35940 | -35889 | -35881 | -35922 | -35990 | -36071 | -36157 | -36238 | -36311 | -36382 | -36462 | -36556 | -36665 | -36786 | -36918 | -37057 | -37200 | -37346 | -37495 | -37647 | -37779 | -37884 | -37967 | -38028 | -38074 | -38114 | -38162 | -38220 | -38276 | -38322 | -38357 | -38382 | -38397 | -38397 | -38382 | -38352 | -38304 | -38240 | -38161 | -38071 | -37971 | -37856 | -37720 | -37567 | -37414 | -37267 | -37126 | -36994 | -36869 | -36739 | -36572 | -36359 | -36127 | -35890 | -35653 | -35420 | -35190 | -34962 | -34732 | -34500 | -34269 | -34041 | -33815 | -33594 | -33377 | -33168 | -32968 | -32782 | -32624 | -32496 | -32387 | -32291 | -32202 | -32115 | -32031 | -31957 | -31894 | -31838 | -31789 | -31752 | -31725 | -31710 | -31704 | -31707 | -31722 | -31753 | -31799 | -31860 | -31936 | -32027 | -32129 | -32226 | -32305 | -32366 | -32405 | -32425 | -32434 | -32440 | -32465 | -32511 | -32561 | -32610 | -32654 | -32690 | -32718 | -32742 | -32766 | -32790 | -32809 | -32818 | -32818 | -32810 | -32796 | -32775 | -32750 | -32727 | -32700 | -32661 | -32616 | -32569 | -32520 | -32468 | -32401 | -32317 | -32226 | -32137 | -32052 | -31971 | -31892 | -31807 | -31711 | -31603 | -31488 | -31371 | -31253 | -31137 | -31025 | -30918 | -30816 | -30717 | -30626 | -30551 | -30493 | -30449 | -30413 | -30385 | -30371 | -30377 | -30394 | -30422 | -30462 | -30518 | -30591 | -30683 | -30793 | -30918 | -31055 | -31200 | -31354 | -31512 | -31674 | -31837 | -31999 | -32151 | -32281 | -32386 | -32466 | -32530 | -32583 | -32632 | -32705 | -32814 | -32940 | -33067 | -33182 | -33283 | -33365 | -33433 | -33493 | -33543 | -33581 | -33609 | -33630 | -33641 | -33640 | -33628 | -33604 | -33571 | -33553 | -33553 | -33564 | -33574 | -33577 | -33559 | -33493 | -33379 | -33237 | -33074 | -32886 | -32672 | -32438 | -32182 | -31905 | -31614 | -31314 | -31005 | -30685 | -30358 | -30025 | -29689 | -29356 | -29039 | -28742 | -28471 | -28229 | -28014 | -27822 | -27652 | -27501 | -27358 | -27219 | -27092 | -26984 | -26899 | -26833 | -26776 | -26718 | -26656 | -26587 | -26509 | -26418 | -26315 | -26199 | -26071 | -25932 | -25786 | -25642 | -25499 | -25362 | -25230 | -25102 | -24977 | -24833 | -24664 | -24484 | -24304 | -24133 | -23971 | -23817 | -23681 | -23569 | -23483 | -23429 | -23413 | -23442 | -23519 | -23639 | -23798 | -23993 | -24200 | -24396 | -24583 | -24761 | -24933 | -25104 | -25282 | -25482 | -25704 | -25930 | -26159 | -26385 | -26606 | -26809 | -26975 | -27088 | -27156 | -27185 | -27172 | -27108 | -26992 | -26828 | -26620 | -26369 | -26095 | -25821 | -25555 | -25303 | -25062 | -24820 | -24559 | -24251 | -23891 | -23506 | -23100 | -22679 | -22250 | -21828 | -21440 | -21104 | -20809 | -20549 | -20322 | -20130 | -19974 | -19850 | -19759 | -19703 | -19683 | -19693 | -19726 | -19774 | -19839 | -19922 | -20030 | -20169 | -20342 | -20542 | -20760 | -20992 | -21233 | -21477 | -21715 | -21943 | -22166 | -22382 | -22587 | -22784 | -22976 | -23166 | -23356 | -23550 | -23750 | -23941 | -24112 | -24265 | -24403 | -24531 | -24661 | -24823 | -25034 | -25258 | -25468 | -25649 | -25794 | -25911 | -26010 | -26094 | -26160 | -26210 | -26248 | -26273 | -26282 | -26272 | -26237 | -26172 | -26083 | -25981 | -25878 | -25776 | -25673 | -25573 | -25470 | -25341 | -25179 | -25014 | -24872 | -24767 | -24708 | -24692 | -24717 | -24785 | -24898 | -25060 | -25274 | -25542 | -25868 | -26250 | -26681 | -27146 | -27611 | -28052 | -28474 | -28870 | -29237 | -29586 | -29928 | -30284 | -30671 | -31077 | -31492 | -31909 | -32323 | -32734 | -33137 | -33530 | -33914 | -34285 | -34636 | -34962 | -35254 | -35507 | -35730 | -35941 | -36148 | -36331 | -36481 | -36601 | -36698 | -36769 | -36818 | -36853 | -36870 | -36861 | -36826 | -36764 | -36665 | -36521 | -36332 | -36106 | -35849 | -35561 | -35247 | -34912 | -34567 | -34217 | -33863 | -33497 | -33125 | -32776 | -32450 | -32145 | -31855 | -31578 | -31310 | -31032 | -30745 | -30460 | -30182 | -29917 | -29675 | -29461 | -29274 | -29106 | -28949 | -28797 | -28647 | -28497 | -28346 | -28196 | -28047 | -27899 | -27758 | -27628 | -27509 | -27400 | -27298 | -27199 | -27099 | -27007 | -26938 | -26891 | -26862 | -26851 | -26857 | -26881 | -26925 | -26985 | -27061 | -27150 | -27249 | -27357 | -27472 | -27590 | -27709 | -27828 | -27928 | -27991 | -28035 | -28073 | -28103 | -28128 | -28155 | -28202 | -28265 | -28331 | -28394 | -28449 | -28495 | -28533 | -28563 | -28585 | -28603 | -28615 | -28622 | -28621 | -28616 | -28612 | -28609 | -28606 | -28587 | -28541 | -28479 | -28409 | -28335 | -28258 | -28180 | -28101 | -28021 | -27944 | -27866 | -27786 | -27707 | -27634 | -27565 | -27499 | -27433 | -27370 | -27309 | -27252 | -27195 | -27141 | -27091 | -27046 | -27009 | -26985 | -26975 | -26969 | -26968 | -26978 | -26990 | -26991 | -26985 | -26971 | -26952 | -26929 | -26897 | -26851 | -26787 | -26703 | -26597 | -26468 | -26321 | -26161 | -25988 | -25804 | -25609 | -25403 | -25213 | -25064 | -24935 | -24819 | -24715 | -24616 | -24518 | -24405 | -24272 | -24135 | -24002 | -23872 | -23741 | -23610 | -23480 | -23355 | -23243 | -23148 | -23066 | -22993 | -22927 | -22867 | -22808 | -22748 | -22687 | -22625 | -22562 | -22501 | -22447 | -22400 | -22354 | -22290 | -22184 | -22045 | -21887 | -21718 | -21544 | -21366 | -21185 | -20999 | -20804 | -20598 | -20381 | -20157 | -19925 | -19686 | -19444 | -19207 | -18998 | -18833 | -18715 | -18639 | -18592 | -18563 | -18542 | -18525 | -18510 | -18500 | -18505 | -18533 | -18591 | -18683 | -18814 | -18982 | -19190 | -19437 | -19716 | -20018 | -20337 | -20665 | -20994 | -21307 | -21571 | -21786 | -21956 | -22087 | -22190 | -22277 | -22356 | -22435 | -22513 | -22585 | -22643 | -22679 | -22684 | -22654 | -22587 | -22486 | -22349 | -22177 | -21981 | -21767 | -21541 | -21308 | -21076 | -20857 | -20669 | -20509 | -20377 | -20275 | -20196 | -20127 | -20061 | -19996 | -19936 | -19880 | -19827 | -19778 | -19740 | -19712 | -19697 | -19694 | -19703 | -19717 | -19731 | -19743 | -19756 | -19771 | -19787 | -19799 | -19787 | -19759 | -19729 | -19696 | -19660 | -19626 | -19594 | -19559 | -19513 | -19461 | -19406 | -19345 | -19275 | -19199 | -19115 | -19023 | -18925 | -18823 | -18721 | -18621 | -18525 | -18430 | -18336 | -18251 | -18199 | -18174 | -18155 | -18135 | -18114 | -18089 | -18063 | -18052 | -18062 | -18073 | -18081 | -18089 | -18096 | -18102 | -18107 | -18114 | -18121 | -18129 | -18138 | -18143 | -18140 | -18131 | -18116 | -18095 | -18073 | -18054 | -18033 | -18008 | -17974 | -17931 | -17884 | -17842 | -17811 | -17787 | -17767 | -17750 | -17734 | -17720 | -17711 | -17705 | -17701 | -17699 | -17698 | -17698 | -17701 | -17706 | -17711 | -17711 | -17697 | -17673 | -17648 | -17627 | -17613 | -17607 | -17609 | -17609 | -17599 | -17588 | -17581 | -17581 | -17591 | -17606 | -17620 | -17633 | -17644 | -17654 | -17664 | -17679 | -17699 | -17721 | -17747 | -17768 | -17788 | -17804 | -17813 | -17818 | -17823 | -17829 | -17840 | -17859 | -17869 | -17871 | -17870 | -17865 | -17854 | -17835 | -17812 | -17787 | -17760 | -17732 | -17703 | -17677 | -17655 | -17636 | -17620 | -17606 | -17593 | -17577 | -17561 | -17542 | -17521 | -17501 | -17483 | -17471 | -17467 | -17467 | -17463 | -17456 | -17446 | -17438 | -17437 | -17447 | -17466 | -17494 | -17524 | -17554 | -17581 | -17607 | -17632 | -17657 | -17688 | -17718 | -17752 | -17788 | -17829 | -17872 | -17910 | -17939 | -17967 | -18003 | -18047 | -18099 | -18159 | -18223 | -18285 | -18342 | -18396 | -18448 | -18501 | -18554 | -18606 | -18658 | -18711 | -18759 | -18788 | -18795 | -18794 | -18795 | -18800 | -18807 | -18813 | -18827 | -18865 | -18917 | -18968 | -19015 | -19060 | -19104 | -19148 | -19190 | -19229 | -19265 | -19296 | -19324 | -19348 | -19370 | -19388 | -19401 | -19408 | -19411 | -19413 | -19410 | -19405 | -19396 | -19385 | -19373 | -19352 | -19317 | -19278 | -19239 | -19199 | -19158 | -19113 | -19066 | -19015 | -18962 | -18910 | -18861 | -18819 | -18781 | -18745 | -18710 | -18683 | -18668 | -18655 | -18641 | -18630 | -18620 | -18612 | -18603 | -18599 | -18611 | -18631 | -18654 | -18679 | -18704 | -18729 | -18758 | -18795 | -18839 | -18886 | -18930 | -18972 | -19011 | -19051 | -19099 | -19148 | -19187 | -19219 | -19248 | -19272 | -19296 | -19325 | -19353 | -19369 | -19381 | -19394 | -19408 | -19424 | -19443 | -19464 | -19482 | -19493 | -19497 | -19497 | -19493 | -19490 | -19485 | -19474 | -19454 | -19430 | -19409 | -19385 | -19354 | -19321 | -19283 | -19237 | -19189 | -19150 | -19113 | -19077 | -19042 | -19011 | -18981 | -18954 | -18931 | -18912 | -18900 | -18896 | -18896 | -18894 | -18892 | -18890 | -18885 | -18880 | -18871 | -18867 | -18871 | -18881 | -18895 | -18913 | -18928 | -18933 | -18930 | -18918 | -18898 | -18874 | -18850 | -18828 | -18807 | -18792 | -18782 | -18777 | -18786 | -18813 | -18863 | -18934 | -19031 | -19143 | -19282 | -19445 | -19624 | -19810 | -20001 | -20193 | -20382 | -20566 | -20762 | -20972 | -21193 | -21419 | -21648 | -21880 | -22115 | -22351 | -22582 | -22805 | -23017 | -23215 | -23394 | -23556 | -23694 | -23803 | -23882 | -23924 | -23931 | -23911 | -23873 | -23821 | -23763 | -23723 | -23699 | -23673 | -23646 | -23617 | -23589 | -23562 | -23534 | -23506 | -23479 | -23456 | -23435 | -23416 | -23400 | -23382 | -23352 | -23317 | -23267 | -23206 | -23147 | -23091 | -23040 | -22991 | -22943 | -22894 | -22843 | -22795 | -22753 | -22720 | -22696 | -22683 | -22679 | -22687 | -22709 | -22748 | -22803 | -22880 | -22979 | -23099 | -23238 | -23375 | -23520 | -23670 | -23815 | -23950 | -24079 | -24205 | -24334 | -24484 | -24670 | -24872 | -25083 | -25299 | -25512 | -25719 | -25916 | -26099 | -26264 | -26407 | -26525 | -26613 | -26669 | -26694 | -26678 | -26637 | -26556 | -26432 | -26283 | -26125 | -25963 | -25801 | -25644 | -25485 | -25295 | -25082 | -24852 | -24606 | -24349 | -24082 | -23806 | -23517 | -23217 | -22908 | -22593 | -22275 | -21956 | -21644 | -21377 | -21165 | -21020 | -20941 | -20910 | -20912 | -20935 | -20971 | -21005 | -21006 | -20995 | -20999 | -21023 | -21070 | -21139 | -21231 | -21350 | -21499 | -21679 | -21887 | -22121 | -22382 | -22666 | -22963 | -23243 | -23486 | -23714 | -23938 | -24152 | -24354 | -24546 | -24729 | -24909 | -25102 | -25319 | -25532 | -25729 | -25908 | -26068 | -26211 | -26338 | -26453 | -26557 | -26653 | -26742 | -26830 | -26925 | -27027 | -27144 | -27297 | -27467 | -27636 | -27800 | -27957 | -28107 | -28250 | -28386 | -28512 | -28625 | -28740 | -28863 | -28995 | -29136 | -29287 | -29446 | -29608 | -29768 | -29923 | -30071 | -30207 | -30325 | -30423 | -30493 | -30531 | -30551 | -30573 | -30607 | -30650 | -30697 | -30742 | -30782 | -30805 | -30808 | -30796 | -30765 | -30714 | -30643 | -30556 | -30453 | -30334 | -30200 | -30053 | -29893 | -29721 | -29540 | -29356 | -29194 | -29063 | -28952 | -28846 | -28737 | -28625 | -28510 | -28391 | -28269 | -28148 | -28032 | -27921 | -27817 | -27721 | -27632 | -27546 | -27462 | -27384 | -27313 | -27250 | -27196 | -27152 | -27114 | -27076 | -27024 | -26948 | -26865 | -26785 | -26710 | -26640 | -26574 | -26514 | -26458 | -26411 | -26376 | -26347 | -26319 | -26291 | -26262 | -26235 | -26212 | -26194 | -26181 | -26174 | -26173 | -26176 | -26183 | -26195 | -26214 | -26249 | -26294 | -26347 | -26408 | -26477 | -26553 | -26638 | -26728 | -26809 | -26863 | -26909 | -26952 | -26992 | -27030 | -27064 | -27096 | -27124 | -27147 | -27161 | -27165 | -27159 | -27142 | -27120 | -27118 | -27140 | -27166 | -27187 | -27199 | -27197 | -27179 | -27144 | -27094 | -27033 | -26972 | -26909 | -26844 | -26781 | -26722 | -26667 | -26612 | -26557 | -26501 | -26447 | -26396 | -26351 | -26314 | -26278 | -26209 | -26098 | -25963 | -25815 | -25661 | -25509 | -25363 | -25228 | -25108 | -25007 | -24932 | -24873 | -24822 | -24777 | -24739 | -24705 | -24678 | -24659 | -24650 | -24652 | -24665 | -24685 | -24708 | -24732 | -24755 | -24773 | -24781 | -24777 | -24764 | -24744 | -24720 | -24693 | -24668 | -24644 | -24627 | -24618 | -24613 | -24607 | -24599 | -24587 | -24571 | -24551 | -24527 | -24495 | -24454 | -24411 | -24366 | -24319 | -24278 | -24242 | -24210 | -24183 | -24158 | -24133 | -24111 | -24091 | -24074 | -24061 | -24062 | -24063 | -24065 | -24073 | -24089 | -24118 | -24156 | -24202 | -24255 | -24317 | -24386 | -24460 | -24535 | -24611 | -24666 | -24709 | -24745 | -24774 | -24805 | -24839 | -24876 | -24914 | -24956 | -25010 | -25091 | -25192 | -25311 | -25443 | -25584 | -25728 | -25874 | -26021 | -26164 | -26302 | -26433 | -26557 | -26673 | -26780 | -26878 | -26961 | -27015 | -27039 | -27044 | -27036 | -27019 | -26997 | -26972 | -26945 | -26926 | -26905 | -26878 | -26840 | -26793 | -26739 | -26676 | -26603 | -26522 | -26434 | -26340 | -26241 | -26144 | -26048 | -25963 | -25878 | -25790 | -25711 | -25640 | -25580 | -25528 | -25480 | -25431 | -25372 | -25283 | -25174 | -25050 | -24918 | -24782 | -24649 | -24528 | -24422 | -24331 | -24254 | -24185 | -24119 | -24059 | -23999 | -23936 | -23878 | -23830 | -23796 | -23768 | -23741 | -23712 | -23681 | -23647 | -23616 | -23592 | -23573 | -23561 | -23549 | -23533 | -23510 | -23477 | -23433 | -23382 | -23325 | -23270 | -23221 | -23174 | -23128 | -23080 | -23027 | -22957 | -22890 | -22828 | -22769 | -22713 | -22659 | -22603 | -22552 | -22495 | -22428 | -22352 | -22269 | -22179 | -22081 | -21976 | -21864 | -21747 | -21625 | -21500 | -21371 | -21239 | -21103 | -20991 | -20908 | -20858 | -20815 | -20780 | -20752 | -20734 | -20723 | -20718 | -20703 | -20656 | -20594 | -20526 | -20456 | -20391 | -20331 | -20279 | -20235 | -20197 | -20161 | -20126 | -20090 | -20053 | -20017 | -19990 | -19975 | -19987 | -20022 | -20067 | -20114 | -20159 | -20199 | -20233 | -20257 | -20293 | -20341 | -20397 | -20456 | -20519 | -20584 | -20655 | -20728 | -20806 | -20886 | -20969 | -21050 | -21126 | -21178 | -21201 | -21197 | -21162 | -21113 | -21056 | -20996 | -20937 | -20881 | -20831 | -20776 | -20690 | -20583 | -20464 | -20333 | -20189 | -20031 | -19859 | -19672 | -19473 | -19266 | -19056 | -18846 | -18641 | -18465 | -18318 | -18200 | -18113 | -18045 | -17989 | -17939 | -17890 | -17840 | -17792 | -17766 | -17789 | -17826 | -17865 | -17908 | -17954 | -18002 | -18052 | -18101 | -18151 | -18197 | -18236 | -18271 | -18305 | -18324 | -18322 | -18304 | -18278 | -18253 | -18233 | -18223 | -18225 | -18244 | -18280 | -18309 | -18302 | -18286 | -18272 | -18257 | -18244 | -18236 | -18233 | -18237 | -18246 | -18263 | -18288 | -18318 | -18351 | -18388 | -18435 | -18492 | -18563 | -18629 | -18683 | -18724 | -18747 | -18751 | -18734 | -18714 | -18735 | -18777 | -18823 | -18872 | -18922 | -18974 | -19026 | -19077 | -19126 | -19175 | -19225 | -19273 | -19317 | -19336 | -19325 | -19273 | -19168 | -19041 | -18911 | -18783 | -18660 | -18549 | -18456 | -18396 | -18336 | -18265 | -18192 | -18120 | -18052 | -17985 | -17913 | -17838 | -17760 | -17678 | -17593 | -17510 | -17430 | -17364 | -17325 | -17310 | -17328 | -17359 | -17388 | -17410 | -17424 | -17429 | -17421 | -17389 | -17350 | -17334 | -17339 | -17359 | -17385 | -17414 | -17448 | -17481 | -17515 | -17545 | -17569 | -17585 | -17590 | -17586 | -17571 | -17558 | -17544 | -17533 | -17529 | -17535 | -17554 | -17581 | -17613 | -17637 | -17636 | -17609 | -17565 | -17506 | -17436 | -17359 | -17275 | -17187 | -17097 | -17006 | -16918 | -16836 | -16758 | -16692 | -16643 | -16609 | -16573 | -16527 | -16465 | -16385 | -16292 | -16187 | -16075 | -15965 | -15867 | -15780 | -15694 | -15610 | -15527 | -15447 | -15371 | -15297 | -15223 | -15152 | -15085 | -15020 | -14955 | -14895 | -14840 | -14788 | -14735 | -14674 | -14610 | -14548 | -14491 | -14441 | -14399 | -14359 | -14309 | -14259 | -14215 | -14179 | -14157 | -14153 | -14165 | -14190 | -14226 | -14271 | -14323 | -14378 | -14438 | -14489 | -14531 | -14552 | -14532 | -14493 | -14447 | -14390 | -14321 | -14241 | -14156 | -14079 | -14044 | -14013 | -13968 | -13908 | -13824 | -13706 | -13562 | -13400 | -13225 | -13034 | -12830 | -12618 | -12399 | -12198 | -12016 | -11863 | -11758 | -11689 | -11651 | -11646 | -11670 | -11714 | -11769 | -11808 | -11793 | -11771 | -11764 | -11768 | -11786 | -11828 | -11889 | -11964 | -12052 | -12152 | -12262 | -12383 | -12512 | -12633 | -12740 | -12843 | -12954 | -13073 | -13193 | -13308 | -13415 | -13514 | -13604 | -13696 | -13818 | -13967 | -14124 | -14291 | -14466 | -14645 | -14820 | -14993 | -15161 | -15324 | -15484 | -15639 | -15787 | -15926 | -16058 | -16175 | -16286 | -16393 | -16493 | -16587 | -16674 | -16757 | -16835 | -16906 | -16971 | -17030 | -17080 | -17116 | -17140 | -17154 | -17167 | -17176 | -17182 | -17186 | -17189 | -17190 | -17188 | -17186 | -17192 | -17206 | -17224 | -17248 | -17280 | -17316 | -17357 | -17398 | -17439 | -17473 | -17480 | -17461 | -17432 | -17401 | -17366 | -17330 | -17290 | -17247 | -17204 | -17163 | -17123 | -17084 | -17046 | -17021 | -17005 | -17004 | -17004 | -16995 | -16975 | -16944 | -16904 | -16859 | -16815 | -16770 | -16724 | -16675 | -16627 | -16577 | -16526 | -16473 | -16420 | -16372 | -16327 | -16289 | -16259 | -16240 | -16231 | -16221 | -16199 | -16158 | -16094 | -16006 | -15898 | -15778 | -15655 | -15533 | -15416 | -15311 | -15232 | -15185 | -15166 | -15168 | -15187 | -15219 | -15256 | -15296 | -15338 | -15378 | -15410 | -15435 | -15450 | -15438 | -15392 | -15317 | -15224 | -15134 | -15060 | -15005 | -14967 | -14939 | -14918 | -14895 | -14870 | -14847 | -14817 | -14784 | -14752 | -14718 | -14685 | -14649 | -14608 | -14562 | -14513 | -14464 | -14411 | -14366 | -14332 | -14303 | -14273 | -14238 | -14194 | -14139 | -14076 | -14006 | -13930 | -13854 | -13766 | -13662 | -13556 | -13446 | -13329 | -13205 | -13072 | -12936 | -12799 | -12661 | -12522 | -12382 | -12248 | -12129 | -12031 | -11965 | -11944 | -11958 | -11997 | -12060 | -12143 | -12238 | -12336 | -12433 | -12521 | -12597 | -12663 | -12724 | -12781 | -12836 | -12894 | -12953 | -13014 | -13079 | -13150 | -13224 | -13300 | -13385 | -13483 | -13597 | -13717 | -13835 | -13947 | -14045 | -14123 | -14185 | -14232 | -14268 | -14304 | -14364 | -14436 | -14513 | -14591 | -14666 | -14739 | -14809 | -14878 | -14939 | -14993 | -15041 | -15080 | -15111 | -15134 | -15144 | -15139 | -15108 | -15041 | -14936 | -14803 | -14653 | -14495 | -14339 | -14226 | -14153 | -14081 | -14015 | -13960 | -13923 | -13899 | -13886 | -13877 | -13870 | -13862 | -13847 | -13806 | -13718 | -13599 | -13444 | -13257 | -13060 | -12872 | -12708 | -12570 | -12452 | -12353 | -12271 | -12176 | -12057 | -11944 | -11838 | -11736 | -11635 | -11538 | -11444 | -11353 | -11269 | -11193 | -11134 | -11106 | -11121 | -11158 | -11204 | -11249 | -11288 | -11325 | -11360 | -11390 | -11416 | -11439 | -11461 | -11491 | -11516 | -11519 | -11511 | -11498 | -11482 | -11463 | -11443 | -11425 | -11409 | -11395 | -11382 | -11364 | -11335 | -11289 | -11245 | -11223 | -11225 | -11244 | -11278 | -11326 | -11384 | -11446 | -11499 | -11520 | -11512 | -11509 | -11502 | -11489 | -11467 | -11441 | -11411 | -11382 | -11353 | -11326 | -11300 | -11286 | -11304 | -11366 | -11475 | -11616 | -11772 | -11932 | -12084 | -12225 | -12352 | -12470 | -12580 | -12690 | -12807 | -12926 | -13042 | -13157 | -13269 | -13377 | -13481 | -13580 | -13676 | -13770 | -13863 | -13950 | -14025 | -14089 | -14140 | -14178 | -14204 | -14227 | -14247 | -14267 | -14290 | -14313 | -14336 | -14359 | -14392 | -14425 | -14458 | -14493 | -14532 | -14578 | -14627 | -14678 | -14733 | -14788 | -14844 | -14890 | -14913 | -14907 | -14852 | -14770 | -14680 | -14586 | -14490 | -14394 | -14299 | -14210 | -14130 | -14079 | -14060 | -14054 | -14056 | -14063 | -14073 | -14087 | -14102 | -14119 | -14137 | -14159 | -14181 | -14192 | -14174 | -14145 | -14115 | -14104 | -14107 | -14123 | -14150 | -14187 | -14232 | -14279 | -14326 | -14354 | -14377 | -14405 | -14434 | -14467 | -14503 | -14537 | -14571 | -14602 | -14625 | -14639 | -14643 | -14648 | -14660 | -14659 | -14671 | -14687 | -14703 | -14713 | -14716 | -14711 | -14698 | -14681 | -14660 | -14636 | -14609 | -14571 | -14522 | -14462 | -14389 | -14308 | -14219 | -14123 | -14022 | -13917 | -13804 | -13690 | -13603 | -13563 | -13548 | -13545 | -13544 | -13539 | -13529 | -13513 | -13488 | -13452 | -13410 | -13363 | -13309 | -13265 | -13227 | -13197 | -13176 | -13156 | -13141 | -13136 | -13141 | -13155 | -13177 | -13205 | -13223 | -13215 | -13191 | -13156 | -13107 | -13052 | -12996 | -12941 | -12889 | -12845 | -12807 | -12770 | -12719 | -12666 | -12618 | -12572 | -12525 | -12478 | -12433 | -12387 | -12341 | -12300 | -12268 | -12250 | -12255 | -12293 | -12357 | -12432 | -12513 | -12597 | -12687 | -12784 | -12889 | -13000 | -13120 | -13252 | -13420 | -13614 | -13821 | -14040 | -14270 | -14515 | -14770 | -15031 | -15289 | -15536 | -15766 | -15952 | -16075 | -16145 | -16170 | -16167 | -16147 | -16120 | -16085 | -16044 | -15994 | -15938 | -15872 | -15803 | -15732 | -15642 | -15538 | -15415 | -15278 | -15131 | -14975 | -14817 | -14666 | -14530 | -14403 | -14268 | -14122 | -13965 | -13782 | -13594 | -13421 | -13276 | -13158 | -13064 | -12990 | -12927 | -12867 | -12786 | -12668 | -12545 | -12419 | -12294 | -12165 | -12033 | -11893 | -11744 | -11584 | -11415 | -11243 | -11117 | -11067 | -11080 | -11168 | -11300 | -11449 | -11598 | -11736 | -11863 | -11978 | -12089 | -12197 | -12304 | -12401 | -12485 | -12568 | -12654 | -12746 | -12842 | -12947 | -13058 | -13177 | -13303 | -13439 | -13575 | -13698 | -13796 | -13866 | -13921 | -13959 | -13980 | -13984 | -13975 | -13955 | -13927 | -13897 | -13879 | -13921 | -13994 | -14073 | -14153 | -14230 | -14298 | -14352 | -14395 | -14433 | -14467 | -14496 | -14485 | -14440 | -14378 | -14312 | -14254 | -14202 | -14154 | -14110 | -14071 | -14035 | -13997 | -13949 | -13888 | -13794 | -13677 | -13545 | -13400 | -13247 | -13093 | -12941 | -12790 | -12637 | -12480 | -12321 | -12189 | -12071 | -11959 | -11825 | -11667 | -11503 | -11342 | -11182 | -11022 | -10863 | -10706 | -10558 | -10420 | -10280 | -10140 | -10011 | -9899 | -9809 | -9736 | -9677 | -9628 | -9582 | -9541 | -9501 | -9444 | -9388 | -9346 | -9321 | -9299 | -9272 | -9245 | -9224 | -9212 | -9206 | -9205 | -9208 | -9216 | -9245 | -9304 | -9374 | -9447 | -9516 | -9577 | -9634 | -9693 | -9757 | -9820 | -9879 | -9944 | -10026 | -10121 | -10248 | -10417 | -10620 | -10850 | -11090 | -11329 | -11567 | -11809 | -12056 | -12303 | -12526 | -12733 | -12936 | -13133 | -13328 | -13522 | -13719 | -13913 | -14106 | -14300 | -14498 | -14694 | -14880 | -15050 | -15198 | -15318 | -15404 | -15454 | -15482 | -15499 | -15505 | -15497 | -15477 | -15447 | -15436 | -15438 | -15435 | -15428 | -15417 | -15402 | -15381 | -15357 | -15331 | -15304 | -15274 | -15224 | -15141 | -15018 | -14878 | -14736 | -14593 | -14448 | -14299 | -14146 | -13990 | -13832 | -13668 | -13504 | -13336 | -13152 | -12965 | -12781 | -12607 | -12444 | -12290 | -12142 | -11998 | -11859 | -11723 | -11570 | -11395 | -11220 | -10999 | -10755 | -10506 | -10255 | -10005 | -9757 | -9512 | -9271 | -9039 | -8827 | -8629 | -8447 | -8280 | -8126 | -7980 | -7842 | -7711 | -7589 | -7473 | -7361 | -7252 | -7142 | -7041 | -6951 | -6860 | -6760 | -6666 | -6581 | -6504 | -6434 | -6369 | -6307 | -6253 | -6208 | -6181 | -6167 | -6154 | -6135 | -6106 | -6069 | -6026 | -5977 | -5926 | -5872 | -5817 | -5761 | -5718 | -5679 | -5647 | -5618 | -5584 | -5550 | -5519 | -5494 | -5477 | -5467 | -5461 | -5449 | -5423 | -5390 | -5351 | -5311 | -5267 | -5223 | -5176 | -5127 | -5075 | -5020 | -4961 | -4922 | -4902 | -4889 | -4903 | -4943 | -4992 | -5043 | -5092 | -5135 | -5169 | -5192 | -5204 | -5202 | -5191 | -5179 | -5173 | -5170 | -5168 | -5165 | -5163 | -5163 | -5168 | -5177 | -5191 | -5208 | -5225 | -5245 | -5266 | -5294 | -5332 | -5379 | -5437 | -5510 | -5597 | -5699 | -5813 | -5930 | -6023 | -6092 | -6147 | -6192 | -6232 | -6268 | -6302 | -6330 | -6352 | -6366 | -6375 | -6401 | -6433 | -6471 | -6527 | -6574 | -6610 | -6634 | -6645 | -6641 | -6622 | -6589 | -6544 | -6494 | -6462 | -6448 | -6441 | -6441 | -6454 | -6483 | -6527 | -6582 | -6648 | -6722 | -6793 | -6839 | -6876 | -6892 | -6885 | -6869 | -6851 | -6833 | -6821 | -6816 | -6821 | -6836 | -6857 | -6882 | -6906 | -6925 | -6948 | -6972 | -6990 | -6999 | -6998 | -6989 | -6972 | -6954 | -6943 | -6968 | -7028 | -7138 | -7289 | -7462 | -7645 | -7837 | -8035 | -8238 | -8444 | -8653 | -8862 | -9055 | -9214 | -9361 | -9506 | -9649 | -9789 | -9923 | -10055 | -10187 | -10316 | -10442 | -10569 | -10700 | -10819 | -10924 | -11014 | -11086 | -11141 | -11178 | -11205 | -11224 | -11238 | -11252 | -11272 | -11305 | -11357 | -11432 | -11527 | -11633 | -11746 | -11859 | -11971 | -12075 | -12173 | -12262 | -12342 | -12404 | -12448 | -12484 | -12533 | -12603 | -12694 | -12804 | -12922 | -13042 | -13156 | -13261 | -13354 | -13427 | -13480 | -13515 | -13532 | -13537 | -13540 | -13543 | -13547 | -13553 | -13560 | -13568 | -13569 | -13555 | -13525 | -13478 | -13424 | -13365 | -13298 | -13214 | -13112 | -12991 | -12856 | -12710 | -12558 | -12403 | -12268 | -12158 | -12052 | -11946 | -11835 | -11716 | -11591 | -11462 | -11330 | -11197 | -11053 | -10890 | -10719 | -10514 | -10263 | -9985 | -9691 | -9394 | -9108 | -8839 | -8591 | -8366 | -8170 | -8013 | -7865 | -7689 | -7506 | -7328 | -7160 | -7006 | -6870 | -6756 | -6674 | -6625 | -6613 | -6661 | -6754 | -6914 | -7139 | -7399 | -7684 | -7987 | -8302 | -8622 | -8940 | -9246 | -9524 | -9764 | -9986 | -10224 | -10451 | -10658 | -10848 | -11023 | -11183 | -11322 | -11431 | -11506 | -11544 | -11539 | -11502 | -11419 | -11304 | -11176 | -11040 | -10894 | -10737 | -10572 | -10399 | -10221 | -10045 | -9875 | -9700 | -9504 | -9310 | -9121 | -8934 | -8744 | -8547 | -8344 | -8140 | -7941 | -7759 | -7608 | -7487 | -7414 | -7373 | -7352 | -7350 | -7371 | -7407 | -7456 | -7516 | -7583 | -7656 | -7731 | -7797 | -7856 | -7915 | -7976 | -8043 | -8117 | -8202 | -8296 | -8398 | -8505 | -8617 | -8736 | -8863 | -8991 | -9120 | -9249 | -9376 | -9504 | -9639 | -9784 | -9937 | -10096 | -10258 | -10412 | -10563 | -10722 | -10885 | -11046 | -11206 | -11365 | -11522 | -11678 | -11833 | -11986 | -12128 | -12233 | -12296 | -12300 | -12251 | -12175 | -12079 | -11961 | -11818 | -11651 | -11462 | -11259 | -11049 | -10850 | -10690 | -10551 | -10408 | -10264 | -10119 | -9972 | -9824 | -9670 | -9505 | -9333 | -9164 | -9029 | -8933 | -8904 | -8928 | -8977 | -9047 | -9133 | -9235 | -9350 | -9474 | -9600 | -9723 | -9831 | -9896 | -9926 | -9950 | -9970 | -9987 | -10005 | -10021 | -10039 | -10063 | -10095 | -10135 | -10183 | -10234 | -10277 | -10310 | -10332 | -10337 | -10325 | -10298 | -10260 | -10213 | -10160 | -10103 | -10048 | -10025 | -10035 | -10052 | -10074 | -10105 | -10146 | -10198 | -10255 | -10313 | -10364 | -10383 | -10356 | -10303 | -10225 | -10124 | -10011 | -9895 | -9776 | -9648 | -9510 | -9367 | -9225 | -9092 | -8971 | -8846 | -8710 | -8576 | -8438 | -8290 | -8131 | -7966 | -7800 | -7640 | -7490 | -7359 | -7236 | -7121 | -7008 | -6903 | -6810 | -6730 | -6667 | -6624 | -6601 | -6595 | -6601 | -6611 | -6617 | -6614 | -6618 | -6633 | -6655 | -6687 | -6726 | -6767 | -6808 | -6844 | -6880 | -6917 | -6969 | -7023 | -7087 | -7171 | -7263 | -7355 | -7446 | -7538 | -7633 | -7729 | -7827 | -7927 | -8028 | -8122 | -8202 | -8280 | -8358 | -8436 | -8514 | -8593 | -8676 | -8764 | -8855 | -8952 | -9061 | -9172 | -9294 | -9418 | -9538 | -9652 | -9760 | -9864 | -9963 | -10060 | -10155 | -10249 | -10337 | -10417 | -10487 | -10545 | -10593 | -10630 | -10652 | -10663 | -10662 | -10647 | -10616 | -10577 | -10540 | -10507 | -10468 | -10408 | -10319 | -10206 | -10070 | -9915 | -9749 | -9575 | -9397 | -9218 | -9045 | -8879 | -8721 | -8577 | -8447 | -8329 | -8220 | -8117 | -8018 | -7924 | -7836 | -7759 | -7689 | -7629 | -7587 | -7569 | -7584 | -7632 | -7704 | -7790 | -7883 | -7977 | -8072 | -8165 | -8253 | -8337 | -8422 | -8502 | -8573 | -8637 | -8698 | -8760 | -8823 | -8888 | -8955 | -9014 | -9057 | -9080 | -9080 | -9059 | -9021 | -8969 | -8906 | -8837 | -8767 | -8695 | -8625 | -8556 | -8494 | -8453 | -8436 | -8429 | -8434 | -8454 | -8486 | -8527 | -8578 | -8633 | -8689 | -8736 | -8770 | -8790 | -8802 | -8817 | -8839 | -8873 | -8913 | -8955 | -8997 | -9035 | -9071 | -9108 | -9144 | -9180 | -9240 | -9311 | -9384 | -9458 | -9536 | -9618 | -9701 | -9786 | -9870 | -9936 | -9973 | -9973 | -9932 | -9891 | -9844 | -9782 | -9710 | -9630 | -9546 | -9458 | -9367 | -9271 | -9170 | -9073 | -8957 | -8825 | -8685 | -8536 | -8385 | -8236 | -8096 | -7965 | -7847 | -7743 | -7630 | -7534 | -7434 | -7314 | -7197 | -7089 | -6988 | -6896 | -6808 | -6724 | -6641 | -6559 | -6480 | -6406 | -6325 | -6242 | -6159 | -6077 | -5992 | -5899 | -5792 | -5672 | -5541 | -5416 | -5344 | -5311 | -5341 | -5402 | -5481 | -5579 | -5694 | -5825 | -5969 | -6124 | -6286 | -6451 | -6613 | -6750 | -6875 | -6998 | -7123 | -7251 | -7380 | -7515 | -7658 | -7807 | -7962 | -8114 | -8251 | -8366 | -8480 | -8596 | -8701 | -8789 | -8862 | -8922 | -8970 | -9012 | -9052 | -9091 | -9129 | -9169 | -9227 | -9295 | -9363 | -9422 | -9467 | -9498 | -9517 | -9526 | -9527 | -9529 | -9536 | -9561 | -9592 | -9631 | -9679 | -9738 | -9810 | -9894 | -9989 | -10092 | -10195 | -10296 | -10392 | -10477 | -10544 | -10607 | -10670 | -10735 | -10805 | -10879 | -10956 | -11034 | -11109 | -11173 | -11213 | -11226 | -11221 | -11206 | -11182 | -11152 | -11116 | -11072 | -11020 | -10962 | -10901 | -10841 | -10785 | -10736 | -10705 | -10681 | -10658 | -10636 | -10623 | -10616 | -10614 | -10613 | -10614 | -10607 | -10591 | -10557 | -10515 | -10472 | -10424 | -10370 | -10308 | -10243 | -10177 | -10114 | -10054 | -10000 | -9946 | -9895 | -9833 | -9756 | -9672 | -9582 | -9478 | -9362 | -9235 | -9101 | -8963 | -8834 | -8737 | -8687 | -8659 | -8640 | -8631 | -8635 | -8650 | -8675 | -8705 | -8738 | -8771 | -8803 | -8830 | -8849 | -8860 | -8883 | -8912 | -8948 | -8992 | -9041 | -9095 | -9151 | -9208 | -9257 | -9291 | -9306 | -9310 | -9308 | -9300 | -9280 | -9247 | -9200 | -9143 | -9078 | -9002 | -8920 | -8837 | -8761 | -8685 | -8595 | -8498 | -8400 | -8303 | -8209 | -8122 | -8040 | -7961 | -7878 | -7787 | -7696 | -7592 | -7482 | -7371 | -7264 | -7164 | -7072 | -6987 | -6911 | -6840 | -6774 | -6715 | -6660 | -6598 | -6533 | -6462 | -6381 | -6292 | -6193 | -6087 | -5974 | -5858 | -5771 | -5729 | -5730 | -5775 | -5843 | -5924 | -6012 | -6104 | -6194 | -6281 | -6363 | -6443 | -6514 | -6575 | -6622 | -6661 | -6706 | -6756 | -6810 | -6868 | -6932 | -7000 | -7073 | -7148 | -7217 | -7267 | -7287 | -7271 | -7221 | -7144 | -7051 | -6950 | -6846 | -6740 | -6631 | -6524 | -6419 | -6318 | -6229 | -6165 | -6104 | -6039 | -5974 | -5911 | -5845 | -5776 | -5705 | -5634 | -5536 | -5418 | -5285 | -5121 | -4955 | -4805 | -4670 | -4544 | -4427 | -4316 | -4210 | -4107 | -4017 | -3941 | -3868 | -3784 | -3700 | -3617 | -3612 | -3612 | -3612 | -3612 | -3612 | -3612 | -3612 | -3612 | -3612 | -3612 | -3612 | -3612 | -3612 | -3612 | -3612 | -3612 | -3612 | -3612 | -3612 | -3612 | -3612 | -3612 | -3612 | -3612 | -3612 | -3612 | -3612 | -3612 | -3612 | -3612 | -3612 | -3612 | -3612 | -3700 | -3848 | -4003 | -4157 | -4305 | -4446 | -4579 | -4695 | -4791 | -4871 | -4938 | -4989 | -5028 | -5060 | -5081 | -5091 | -5095 | -5096 | -5094 | -5089 | -5080 | -5059 | -5029 | -5007 | -4987 | -4967 | -4956 | -4953 | -4958 | -4964 | -4970 | -4976 | -4982 | -4983 | -4975 | -4970 | -4988 | -5015 | -5045 | -5079 | -5118 | -5159 | -5204 | -5253 | -5306 | -5348 | -5368 | -5354 | -5313 | -5267 | -5217 | -5161 | -5095 | -5020 | -4936 | -4843 | -4743 | -4644 | -4549 | -4458 | -4372 | -4298 | -4233 | -4170 | -4103 | -4030 | -3950 | -3863 | -3771 | -3682 | -3612 | -3612 | -3612 | -3612 | -3612 | -3612 | -3612 | -3612 | -3612 | -3612 | -3612 | -3612 | -3612 | -3612 | -3612 | -3612 | -3612 | -3612 | -3612 | -3612 | -3612 | -3612 | -3612 | -3612 | -3612 | -3612 | -3612 | -3612 | -3612 | -3612 | -3612 | -3612 | -3612 | -3612 | -3612 | -3612 | -3612 | -3612 | -3612 | -3612 | -3612 | -3612 | -3612 | -3612 | -3612 | -3612 | -3612 | -3612 | -3612 | -3612 | -3612 | -3612 | -3612 | -3612 | -3612 | -3612 | -3612 | -3612 | -3612 | -3612 | -3612 | -3612 | -3612 | -3612 | -3612 | -3612 | -3612 | -3612 | -3612 | -3612 | -3612 | -3612 | -3612 | -3612 | -3612 | -3612 | -3612 | -3612 | -3612 | -3612 | -3612 | -3612 | -3612 | -3612 | -3612 | -3612 | -3612 | -3612 | -3612 | -3612 | -3612 | -3612 | -3612 | -3612 | -3612 | -3612 | -3612 | -3612 | -3612 | -3612 | -3612 | -3612 | -3612 | -3612 | -3612 | -3612 | -3976 | -4357 | -4718 | -5062 | -5403 | -5747 | -6092 | -6432 | -6761 | -7073 | -7364 | -7629 | -7863 | -8062 | -8228 | -8363 | -8479 | -8573 | -8644 | -8688 | -8699 | -8681 | -8640 | -8588 | -8535 | -8488 | -8448 | -8421 | -8431 | -8465 | -8504 | -8548 | -8597 | -8653 | -8716 | -8788 | -8861 | -8906 | -8925 | -8897 | -8840 | -8779 | -8719 | -8668 | -8633 | -8616 | -8617 | -8631 | -8653 | -8688 | -8734 | -8781 | -8799 | -8800 | -8797 | -8790 | -8776 | -8758 | -8732 | -8698 | -8664 | -8653 | -8662 | -8703 | -8757 | -8800 | -8828 | -8835 | -8822 | -8790 | -8744 | -8683 | -8611 | -8523 | -8421 | -8318 | -8236 | -8163 | -8093 | -8027 | -7970 | -7920 | -7877 | -7842 | -7810 | -7756 | -7672 | -7562 | -7394 | -7202 | -7013 | -6831 | -6657 | -6486 | -6315 | -6146 | -5981 | -5823 | -5680 | -5561 | -5453 | -5344 | -5235 | -5128 | -5020 | -4914 | -4809 | -4706 | -4605 | -4514 | -4436 | -4372 | -4311 | -4241 | -4166 | -4087 | -4007 | -3928 | -3855 | -3787 | -3724 | -3669 | -3622 | -3612 | -3612 | -3612 | -3612 | -3612 | -3612 | -3612 | -3612 | -3612 | -3612 | -3612 | -3612 | -3612 | -3612 | -3612 | -3612 | -3612 | -3612 | -3612 | -3612 | -3647 | -3741 | -3830 | -3910 | -3972 | -4018 | -4058 | -4094 | -4128 | -4158 | -4186 | -4216 | -4247 | -4277 | -4308 | -4346 | -4387 | -4451 | -4519 | -4579 | -4623 | -4656 | -4683 | -4706 | -4728 | -4750 | -4769 | -4784 | -4794 | -4814 | -4842 | -4868 | -4895 | -4924 | -4954 | -4985 | -5012 | -5038 | -5055 | -5068 | -5073 | -5083 | -5099 | -5122 | -5155 | -5191 | -5226 | -5256 | -5280 | -5298 | -5314 | -5330 | -5348 | -5362 | -5368 | -5370 | -5371 | -5364 | -5351 | -5333 | -5313 | -5292 | -5286 | -5293 | -5317 | -5346 | -5377 | -5409 | -5444 | -5489 | -5543 | -5604 | -5673 | -5747 | -5824 | -5899 | -5966 | -6039 | -6126 | -6214 | -6304 | -6399 | -6498 | -6597 | -6693 | -6784 | -6837 | -6851 | -6823 | -6753 | -6667 | -6572 | -6462 | -6331 | -6178 | -6008 | -5824 | -5635 | -5445 | -5262 | -5096 | -4921 | -4729 | -4532 | -4332 | -4127 | -3921 | -3717 | -3612 | -3612 | -3612 | -3612 | -3612 | -3612 | -3612 | -3612 | -3612 | -3612 | -3612 | -3612 | -3612 | -3612 | -3612 | -3612 | -3612 | -3612 | -3612 | -3612 | -3612 | -3612 | -3612 | -3612 | -3612 | -3612 | -3612 | -3612 | -3612 | -3612 | -3612 | -3612 | -3612 | -3612 | -3612 | -3612 | -3612 | -3612 | -3612 | -3612 | -3612 | -3612 | -3612 | -3612 | -3612 | -3612 | -3612 | -3612 | -3612 | -3612 | -3612 | -3612 | -3612 | -3612 | -3612 | -3612 | -3612 | -3612 | -3612 | -3612 | -3612 | -3612 | -3612 | -3612 | -3612 | -3612 | -3612 | -3612 | -3612 | -3612 | -3612 | -3612 | -3612 | -3612 | -3612 | -3612 | -3612 | -3612 | -3612 | -3612 | -3612 | -3612 | -3612 | -3612 | -3612 | -3612 | -3612 | -3612 | -3612 | -3612 | -3612 | -3612 | -3612 | -3612 | -3612 | -3612 | -3612 | -3612 | -3612 | -3612 | -3612 | -3612 | -3612 | -3612 | -3612 | -3612 | -3612 | -3612 | -3612 | -3612 | -3612 | -3612 | -3612 | -3612 | -3612 | -3612 | -3612 | -3612 | -3612 | -3612 | -3612 | -3612 | -3612 | -3612 | -3612 | -3612 | -3612 | -3612 | -3612 | -3612 | -3612 | -3612 | -3612 | -3612 | -3612 | -3612 | -3612 | -3612 | -3612 | -3612 | -3612 | -3612 | -3612 | -3612 | -3612 | -3612 | -3612 | -3612 | -3612 | -3612 | -3612 | -3612 | -3612 | -3612 | -3612 | -3612 | -3612 | -3612 | -3612 | -3612 | -3612 | -3612 | -3612 | -3612 | -3612 | -3612 | -3612 | -3612 | -3612 | -3612 | -3612 | -3612 | -3612 | -3612 | -3612 | -3612 | -3612 | -3612 | -3612 | -3612 | -3612 | -3612 | -3612 | -3612 | -3612 | -3612 | -3612 | -3612 | -3612 | -3612 | -3612 | -3612 | -3612 | -3612 | -3612 | -3612 | -3612 | -3612 | -3706 | -3801 | -3887 | -3955 | -4009 | -4050 | -4081 | -4102 | -4114 | -4116 | -4118 | -4140 | -4177 | -4215 | -4256 | -4300 | -4347 | -4397 | -4449 | -4502 | -4529 | -4532 | -4507 | -4428 | -4338 | -4244 | -4145 | -4040 | -3930 | -3816 | -3700 | -3612 | -3612 | -3612 | -3612 | -3612 | -3612 | -3612 | -3612 | -3612 | -3612 | -3612 | -3612 | -3612 | -3612 | -3612 | -3612 | -3612 | -3612 | -3612 | -3612 | -3612 | -3612 | -3612 | -3612 | -3612 | -3612 | -3612 | -3612 | -3612 | -3612 | -3612 | -3612 | -3612 | -3612 | -3612 | -3612 | -3612 | -3612 | -3612 | -3612 | -3612 | -3612 | -3612 | -3612 | -3612 | -3612 | -3612 | -3612 | -3612 | -3612 | -3612 | -3612 | -3612 | -3612 | -3612 | -3612 | -3612 | -3612 | -3612 | -3612 | -3612 | -3612 | -3612 | -3612 | -3612 | -3612 | -3612 | -3612 | -3612 | -3612 | -3612 | -3612 | -3612 | -3612 | -3612 | -3612 | -3612 | -3612 | -3612 | -3612 | -3612 | -3642 | -3848 | -4050 | -4247 | -4431 | -4597 | -4741 | -4876 | -5005 | -5127 | -5237 | -5328 | -5403 | -5464 | -5515 | -5556 | -5583 | -5601 | -5617 | -5644 | -5678 | -5710 | -5741 | -5770 | -5795 | -5817 | -5835 | -5852 | -5857 | -5845 | -5807 | -5750 | -5681 | -5602 | -5516 | -5427 | -5336 | -5249 | -5165 | -5080 | -4988 | -4885 | -4778 | -4665 | -4529 | -4376 | -4211 | -4042 | -3871 | -3702 | -3612 | -3612 | -3612 | -3612 | -3612 | -3612 | -3612 | -3612 | -3612 | -3612 | -3612 | -3612 | -3612 | -3612 | -3612 | -3612 | -3612 | -3612 | -3612 | -3612 | -3612 | -3612 | -3612 | -3612 | -3612 | -3612 | -3612 | -3612 | -3612 | -3612 | -3612 | -3612 | -3612 | -3612 | -3612 | -3612 | -3612 | -3612 | -3612 | -3612 | -3612 | -3612 | -3696 | -3806 | -3912 | -4012 | -4107 | -4200 | -4292 | -4385 | -4468 | -4537 | -4581 | -4612 | -4639 | -4653 | -4652 | -4637 | -4611 | -4576 | -4535 | -4487 | -4437 | -4390 | -4356 | -4355 | -4362 | -4367 | -4369 | -4373 | -4377 | -4383 | -4394 | -4408 | -4411 | -4408 | -4398 | -4363 | -4317 | -4270 | -4223 | -4177 | -4133 | -4087 | -4038 | -3985 | -3929 | -3874 | -3830 | -3778 | -3710 | -3636 | -3612 | -3612 | -3612 | -3612 | -3612 | -3612 | -3612 | -3612 | -3612 | -3612 | -3612 | -3612 | -3612 | -3612 | -3612 | -3612 | -3612 | -3612 | -3612 | -3612 | -3612 | -3612 | -3612 | -3612 | -3612 | -3612 | -3612 | -3612 | -3612 | -3612 | -3612 | -3612 | -3612 | -3612 | -3612 | -3612 | -3612 | -3612 | -3612 | -3612 | -3612 | -3612 | -3612 | -3612 | -3612 | -3612 | -3612 | -3612 | -3612 | -3612 | -3612 | -3612 | -3612 | -3612 | -3612 | -3612 | -3612 | -3612 | -3612 | -3612 | -3612 | -3612 | -3612 | -3612 | -3612 | -3612 | -3612 | -3612 | -3612 | -3612 | -3612 | -3612 | -3612 | -3612 | -3612 | -3612 | -3612 | -3612 | -3612 | -3612 | -3612 | -3612 | -3612 | -3612 | -3612 | -3612 | -3612 | -3612 | -3612 | -3612 | -3612 | -3612 | -3612 | -3612 | -3612 | -3612 | -3612 | -3612 | -3612 | -3612 | -3612 | -3612 | -3612 | -3612 | -3612 | -3612 | -3612 | -3612 | -3612 | -3612 | -3612 | -3612 | -3612 | -3612 | -3612 | -3612 | -3612 | -3612 | -3612 | -3612 | -3612 | -3612 | -3612 | -3612 | -3612 | -3612 | -3612 | -3612 | -3612 | -3612 | -3612 | -3612 | -3612 | -3612 | -3612 | -3612 | -3612 | -3612 | -3612 | -3612 | -3612 | -3612 | -3612 | -3612 | -3612 | -3612 | -3612 | -3612 | -3612 | -3612 | -3612 | -3612 | -3612 | -3612 | -3612 | -3612 | -3612 | -3612 | -3612 | -3612 | -3612 | -3612 | -3612 | -3612 | -3612 | -3612 | -3612 | -3612 | -3612 | -3612 | -3612 | -3612 | -3612 | -3612 | -3612 | -3612 | -3612 | -3612 | -3612 | -3612 | -3612 | -3612 | -3612 | -3612 | -3612 | -3612 | -3612 | -3612 | -3612 | -3612 | -3612 | -3612 | -3612 | -3612 | -3612 | -3612 | -3612 | -3612 | -3612 | -3612 | -3612 | -3612 | -3612 | -3612 | -3612 | -3612 | -3612 | -3612 | -3612 | -3612 | -3612 | -3612 | -3612 | -3612 | -3612 | -3612 | -3612 | -3612 | -3612 | -3612 | -3612 | -3612 | -3612 | -3612 | -3612 | -3612 | -3612 | -3612 | -3612 | -3612 | -3612 | -3612 | -3612 | -3612 | -3612 | -3612 | -3612 | -3612 | -3612 | -3612 | -3612 | -3612 | -3612 | -3612 | -3612 | -3612 | -3699 | -3824 | -3937 | -4043 | -4148 | -4260 | -4384 | -4523 | -4674 | -4841 | -5020 | -5204 | -5389 | -5571 | -5743 | -5896 | -6038 | -6174 | -6302 | -6425 | -6546 | -6667 | -6785 | -6904 | -7026 | -7136 | -7239 | -7340 | -7432 | -7512 | -7573 | -7610 | -7626 | -7617 | -7589 | -7547 | -7498 | -7449 | -7405 | -7358 | -7298 | -7226 | -7147 | -7063 | -6969 | -6864 | -6752 | -6633 | -6519 | -6420 | -6336 | -6257 | -6177 | -6100 | -6035 | -5985 | -5947 | -5921 | -5906 | -5901 | -5901 | -5901 | -5902 | -5918 | -5944 | -5981 | -6027 | -6077 | -6134 | -6196 | -6261 | -6329 | -6395 | -6442 | -6466 | -6470 | -6469 | -6464 | -6450 | -6426 | -6392 | -6351 | -6301 | -6243 | -6180 | -6116 | -6064 | -6012 | -5950 | -5881 | -5811 | -5743 | -5678 | -5618 | -5564 | -5515 | -5458 | -5374 | -5279 | -5149 | -5003 | -4850 | -4691 | -4535 | -4378 | -4220 | -4061 | -3899 | -3739 | -3612 | -3612 | -3612 | -3612 | -3612 | -3612 | -3612 | -3612 | -3612 | -3612 | -3612 | -3612 | -3612 | -3612 | -3612 | -3612 | -3612 | -3612 | -3612 | -3612 | -3612 | -3612 | -3612 | -3612 | -3612 | -3751 | -3916 | -4079 | -4241 | -4403 | -4565 | -4722 | -4872 | -5013 | -5146 | -5263 | -5352 | -5404 | -5404 | -5373 | -5318 | -5249 | -5172 | -5094 | -5016 | -4939 | -4868 | -4805 | -4749 | -4699 | -4632 | -4564 | -4502 | -4448 | -4404 | -4370 | -4347 | -4334 | -4335 | -4355 | -4396 | -4460 | -4557 | -4665 | -4779 | -4896 | -5013 | -5128 | -5237 | -5341 | -5435 | -5518 | -5594 | -5672 | -5761 | -5843 | -5918 | -5985 | -6045 | -6099 | -6149 | -6196 | -6240 | -6278 | -6305 | -6322 | -6327 | -6326 | -6322 | -6310 | -6290 | -6266 | -6240 | -6206 | -6166 | -6119 | -6067 | -6031 | -6006 | -5975 | -5936 | -5896 | -5855 | -5808 | -5753 | -5688 | -5616 | -5542 | -5470 | -5401 | -5337 | -5286 | -5256 | -5257 | -5282 | -5320 | -5371 | -5436 | -5511 | -5597 | -5689 | -5765 | -5836 | -5924 | -6025 | -6128 | -6233 | -6341 | -6455 | -6576 | -6701 | -6825 | -6938 | -7040 | -7134 | -7222 | -7295 | -7346 | -7384 | -7411 | -7428 | -7440 | -7452 | -7465 | -7478 | -7492 | -7489 | -7475 | -7460 | -7449 | -7442 | -7439 | -7437 | -7435 | -7431 | -7429 | -7442 | -7469 | -7510 | -7555 | -7601 | -7643 | -7677 | -7707 | -7737 | -7767 | -7799 | -7834 | -7873 | -7906 | -7939 | -7976 | -8013 | -8050 | -8090 | -8133 | -8181 | -8233 | -8289 | -8349 | -8393 | -8407 | -8375 | -8319 | -8250 | -8172 | -8092 | -8018 | -7950 | -7884 | -7818 | -7748 | -7679 | -7627 | -7586 | -7541 | -7497 | -7455 | -7411 | -7367 | -7324 | -7281 | -7242 | -7198 | -7139 | -7090 | -7044 | -6976 | -6899 | -6822 | -6744 | -6658 | -6563 | -6459 | -6350 | -6238 | -6131 | -6046 | -5971 | -5898 | -5823 | -5748 | -5675 | -5602 | -5529 | -5457 | -5383 | -5311 | -5234 | -5153 | -5055 | -4953 | -4854 | -4760 | -4673 | -4593 | -4519 | -4452 | -4393 | -4343 | -4300 | -4235 | -4153 | -4079 | -4009 | -3938 | -3859 | -3774 | -3685 | -3612 | -3612 | -3612 | -3612 | -3612 | -3612 | -3612 | -3696 | -3842 | -3992 | -4149 | -4317 | -4496 | -4682 | -4864 | -5028 | -5172 | -5307 | -5430 | -5547 | -5661 | -5778 | -5896 | -6012 | -6128 | -6241 | -6347 | -6439 | -6517 | -6583 | -6646 | -6713 | -6778 | -6832 | -6872 | -6898 | -6913 | -6920 | -6925 | -6933 | -6951 | -6983 | -7023 | -7070 | -7123 | -7178 | -7236 | -7296 | -7358 | -7423 | -7490 | -7543 | -7571 | -7567 | -7548 | -7521 | -7489 | -7460 | -7433 | -7407 | -7377 | -7343 | -7309 | -7277 | -7258 | -7247 | -7235 | -7221 | -7205 | -7188 | -7166 | -7142 | -7118 | -7097 | -7079 | -7058 | -7033 | -6996 | -6953 | -6908 | -6862 | -6816 | -6765 | -6710 | -6651 | -6591 | -6528 | -6468 | -6425 | -6376 | -6319 | -6254 | -6189 | -6136 | -6098 | -6066 | -6032 | -5993 | -5947 | -5898 | -5866 | -5856 | -5853 | -5853 | -5860 | -5878 | -5905 | -5938 | -5969 | -5994 | -6013 | -6025 | -6012 | -5984 | -5950 | -5909 | -5854 | -5772 | -5664 | -5542 | -5412 | -5280 | -5152 | -5058 | -4986 | -4946 | -4930 | -4928 | -4938 | -4959 | -4987 | -5024 | -5069 | -5125 | -5188 | -5252 | -5310 | -5364 | -5424 | -5488 | -5557 | -5627 | -5702 | -5779 | -5856 | -5932 | -6009 | -6084 | -6154 | -6219 | -6272 | -6310 | -6332 | -6341 | -6342 | -6333 | -6317 | -6296 | -6275 | -6259 | -6257 | -6269 | -6288 | -6318 | -6365 | -6425 | -6497 | -6580 | -6673 | -6771 | -6866 | -6929 | -6966 | -6969 | -6954 | -6936 | -6910 | -6869 | -6813 | -6747 | -6676 | -6598 | -6514 | -6428 | -6342 | -6237 | -6123 | -6000 | -5866 | -5721 | -5567 | -5401 | -5226 | -5047 | -4867 | -4707 | -4569 | -4460 | -4356 | -4244 | -4131 | -4025 | -3932 | -3853 | -3784 | -3727 | -3679 | -3635 | -3612 | -3612 | -3612 | -3612 | -3612 | -3612 | -3612 | -3612 | -3612 | -3612 | -3612 | -3612 | -3612 | -3612 | -3612 | -3612 | -3612 | -3612 | -3612 | -3612 | -3612 | -3612 | -3649 | -3713 | -3778 | -3848 | -3919 | -3995 | -4074 | -4153 | -4233 | -4311 | -4388 | -4462 | -4534 | -4586 | -4621 | -4631 | -4620 | -4597 | -4566 | -4528 | -4490 | -4454 | -4420 | -4388 | -4358 | -4335 | -4331 | -4335 | -4344 | -4356 | -4377 | -4409 | -4451 | -4501 | -4559 | -4622 | -4689 | -4736 | -4749 | -4720 | -4663 | -4598 | -4527 | -4451 | -4369 | -4281 | -4188 | -4092 | -4000 | -3927 | -3894 | -3879 | -3872 | -3870 | -3872 | -3875 | -3880 | -3885 | -3892 | -3900 | -3911 | -3916 | -3906 | -3892 | -3849 | -3796 | -3743 | -3691 | -3641 | -3612 | -3612 | -3612 | -3612 | -3612 | -3612 | -3612 | -3612 | -3612 | -3612 | -3612 | -3612 | -3612 | -3612 | -3612 | -3612 | -3612 | -3612 | -3612 | -3612 | -3612 | -3612 | -3612 | -3612 | -3612 | -3612 | -3612 | -3612 | -3612 | -3612 | -3612 | -3612 | -3612 | -3612 | -3612 | -3612 | -3612 | -3612 | -3612 | -3612 | -3612 | -3612 | -3612 | -3612 | -3612 | -3612 | -3612 | -3612 | -3612 | -3612 | -3612 | -3612 | -3612 | -3612 | -3612 | -3612 | -3612 | -3612 | -3612 | -3612 | -3612 | -3612 | -3612 | -3612 | -3612 | -3612 | -3612 | -3612 | -3612 | -3612 | -3612 | -3612 | -3612 | -3612 | -3612 | -3612 | -3612 | -3612 | -3612 | -3612 | -3612 | -3612 | -3612 | -3612 | -3612 | -3612 | -3612 | -3612 | -3612 | -3612 | -3612 | -3612 | -3612 | -3612 | -3612 | -3612 | -3612 | -3612 | -3612 | -3612 | -3612 | -3612 | -3612 | -3612 | -3612 | -3612 | -3612 | -3612 | -3612 | -3612 | -3612 | -3612 | -3612 | -3612 | -3612 | -3612 | -3612 | -3612 | -3612 | -3612 | -3612 | -3612 | -3612 | -3612 | -3612 | -3612 | -3612 | -3612 | -3612 | -3612 | -3612 | -3612 | -3612 | -3612 | -3612 | -3612 | -3612 | -3612 | -3612 | -3612 | -3612 | -3612 | -3612 | -3612 | -3612 | -3612 | -3612 | -3612 | -3612 | -3618 | -3762 | -3911 | -4060 | -4207 | -4348 | -4484 | -4611 | -4730 | -4840 | -4944 | -5047 | -5143 | -5241 | -5342 | -5443 | -5529 | -5595 | -5643 | -5678 | -5697 | -5703 | -5705 | -5713 | -5736 | -5766 | -5797 | -5830 | -5870 | -5915 | -5964 | -6020 | -6081 | -6145 | -6217 | -6281 | -6328 | -6359 | -6387 | -6412 | -6438 | -6463 | -6485 | -6501 | -6516 | -6528 | -6540 | -6555 | -6583 | -6606 | -6625 | -6639 | -6645 | -6649 | -6650 | -6646 | -6636 | -6620 | -6592 | -6563 | -6539 | -6514 | -6489 | -6473 | -6469 | -6471 | -6478 | -6487 | -6495 | -6505 | -6516 | -6528 | -6549 | -6584 | -6629 | -6686 | -6754 | -6832 | -6918 | -7015 | -7122 | -7239 | -7365 | -7485 | -7580 | -7628 | -7633 | -7616 | -7577 | -7528 | -7471 | -7410 | -7347 | -7282 | -7217 | -7178 | -7162 | -7147 | -7130 | -7109 | -7083 | -7054 | -7022 | -6986 | -6950 | -6912 | -6876 | -6840 | -6801 | -6790 | -6758 | -6695 | -6618 | -6537 | -6453 | -6367 | -6278 | -6189 | -6102 | -6015 | -5889 | -5746 | -5595 | -5441 | -5284 | -5129 | -4978 | -4828 | -4676 | -4522 | -4363 | -4212 | -4075 | -3950 | -3846 | -3761 | -3689 | -3619 | -3612 | -3612 | -3612 | -3612 | -3612 | -3612 | -3612 | -3612 | -3612 | -3612 | -3612 | -3612 | -3612 | -3612 | -3612 | -3612 | -3612 | -3612 | -3612 | -3612 | -3612 | -3612 | -3612 | -3612 | -3612 | -3612 | -3612 | -3612 | -3612 | -3612 | -3612 | -3612 | -3612 | -3612 | -3635 | -3726 | -3825 | -3933 | -4047 | -4163 | -4280 | -4389 | -4484 | -4566 | -4622 | -4649 | -4662 | -4670 | -4674 | -4675 | -4675 | -4677 | -4681 | -4685 | -4656 | -4612 | -4564 | -4510 | -4447 | -4375 | -4297 | -4212 | -4120 | -4022 | -3917 | -3817 | -3739 | -3693 | -3682 | -3692 | -3703 | -3709 | -3713 | -3722 | -3739 | -3759 | -3786 | -3801 | -3805 | -3818 | -3834 | -3852 | -3868 | -3879 | -3884 | -3887 | -3890 | -3892 | -3895 | -3897 | -3901 | -3918 | -3953 | -4000 | -4063 | -4142 | -4229 | -4314 | -4392 | -4458 | -4509 | -4540 | -4557 | -4567 | -4571 | -4569 | -4565 | -4566 | -4570 | -4575 | -4580 | -4586 | -4594 | -4607 | -4627 | -4654 | -4702 | -4773 | -4859 | -4958 | -5072 | -5196 | -5326 | -5457 | -5582 | -5707 | -5863 | -6019 | -6172 | -6325 | -6478 | -6628 | -6775 | -6918 | -7058 | -7197 | -7334 | -7465 | -7564 | -7624 | -7638 | -7637 | -7629 | -7613 | -7593 | -7574 | -7560 | -7553 | -7553 | -7556 | -7535 | -7508 | -7485 | -7467 | -7453 | -7442 | -7435 | -7434 | -7437 | -7444 | -7453 | -7464 | -7457 | -7446 | -7415 | -7355 | -7279 | -7189 | -7085 | -6967 | -6840 | -6710 | -6587 | -6485 | -6393 | -6298 | -6188 | -6061 | -5921 | -5769 | -5607 | -5438 | -5263 | -5084 | -4903 | -4737 | -4637 | -4587 | -4601 | -4657 | -4737 | -4836 | -4949 | -5072 | -5201 | -5331 | -5450 | -5541 | -5625 | -5716 | -5817 | -5929 | -6048 | -6173 | -6302 | -6433 | -6564 | -6695 | -6823 | -6939 | -7028 | -7083 | -7094 | -7068 | -7021 | -6961 | -6893 | -6821 | -6743 | -6662 | -6577 | -6474 | -6331 | -6167 | -5987 | -5793 | -5591 | -5385 | -5176 | -4968 | -4759 | -4547 | -4331 | -4117 | -3914 | -3722 | -3612 | -3612 | -3612 | -3612 | -3612 | -3612 | -3612 | -3612 | -3612 | -3612 | -3612 | -3612 | -3612 | -3612 | -3612 | -3612 | -3612 | -3612 | -3612 | -3612 | -3612 | -3612 | -3612 | -3612 | -3612 | -3612 | -3612 | -3612 | -3612 | -3612 | -3612 | -3612 | -3612 | -3612 | -3612 | -3612 | -3612 | -3612 | -3612 | -3612 | -3612 | -3612 | -3612 | -3612 | -3612 | -3612 | -3612 | -3644 | -3756 | -3883 | -4019 | -4155 | -4287 | -4416 | -4542 | -4662 | -4775 | -4894 | -5021 | -5143 | -5260 | -5371 | -5475 | -5568 | -5652 | -5729 | -5798 | -5862 | -5926 | -5995 | -6075 | -6167 | -6282 | -6405 | -6522 | -6628 | -6725 | -6814 | -6898 | -6980 | -7062 | -7159 | -7262 | -7363 | -7464 | -7570 | -7678 | -7787 | -7895 | -7999 | -8100 | -8193 | -8278 | -8354 | -8407 | -8445 | -8438 | -8398 | -8346 | -8291 | -8236 | -8181 | -8126 | -8075 | -8033 | -7994 | -7939 | -7880 | -7813 | -7736 | -7650 | -7551 | -7439 | -7316 | -7185 | -7055 | -6926 | -6799 | -6703 | -6635 | -6611 | -6614 | -6625 | -6636 | -6646 | -6652 | -6654 | -6645 | -6620 | -6568 | -6496 | -6411 | -6314 | -6209 | -6098 | -5990 | -5892 | -5808 | -5742 | -5692 | -5662 | -5652 | -5654 | -5668 | -5693 | -5721 | -5755 | -5800 | -5855 | -5917 | -5983 | -6054 | -6130 | -6230 | -6358 | -6502 | -6660 | -6831 | -7007 | -7182 | -7348 | -7500 | -7632 | -7739 | -7818 | -7874 | -7909 | -7930 | -7937 | -7933 | -7927 | -7923 | -7927 | -7944 | -7980 | -8036 | -8107 | -8163 | -8216 | -8279 | -8343 | -8401 | -8455 | -8511 | -8575 | -8647 | -8725 | -8812 | -8910 | -9016 | -9132 | -9246 | -9360 | -9469 | -9552 | -9601 | -9621 | -9612 | -9575 | -9510 | -9433 | -9400 | -9377 | -9345 | -9308 | -9271 | -9241 | -9214 | -9186 | -9157 | -9126 | -9091 | -9045 | -8988 | -8915 | -8817 | -8674 | -8490 | -8293 | -8096 | -7895 | -7689 | -7479 | -7272 | -7084 | -6888 | -6669 | -6440 | -6211 | -5981 | -5746 | -5505 | -5261 | -5016 | -4771 | -4532 | -4303 | -4084 | -3881 | -3697 | -3612 | -3612 | -3612 | -3612 | -3612 | -3612 | -3612 | -3612 | -3612 | -3612 | -3612 | -3612 | -3612 | -3612 | -3612 | -3612 | -3612 | -3612 | -3612 | -3612 | -3612 | -3612 | -3612 | -3612 | -3612 | -3612 | -3612 | -3612 | -3612 | -3725 | -3935 | -4141 | -4325 | -4485 | -4647 | -4814 | -4981 | -5145 | -5305 | -5463 | -5618 | -5768 | -5912 | -6049 | -6182 | -6309 | -6439 | -6559 | -6659 | -6743 | -6810 | -6865 | -6909 | -6945 | -6976 | -7004 | -7040 | -7104 | -7180 | -7260 | -7349 | -7449 | -7559 | -7674 | -7790 | -7906 | -8020 | -8129 | -8229 | -8321 | -8398 | -8469 | -8544 | -8603 | -8644 | -8685 | -8725 | -8767 | -8817 | -8876 | -8937 | -8969 | -8974 | -8968 | -8950 | -8923 | -8888 | -8850 | -8813 | -8782 | -8760 | -8747 | -8741 | -8742 | -8757 | -8785 | -8818 | -8873 | -8952 | -9041 | -9140 | -9243 | -9347 | -9449 | -9546 | -9640 | -9744 | -9858 | -9980 | -10107 | -10234 | -10357 | -10470 | -10568 | -10654 | -10732 | -10806 | -10878 | -10959 | -11042 | -11124 | -11197 | -11254 | -11298 | -11329 | -11351 | -11361 | -11364 | -11366 | -11389 | -11409 | -11418 | -11421 | -11423 | -11425 | -11428 | -11434 | -11444 | -11458 | -11472 | -11488 | -11504 | -11514 | -11528 | -11553 | -11595 | -11646 | -11696 | -11746 | -11794 | -11838 | -11877 | -11915 | -11958 | -11998 | -12036 | -12071 | -12102 | -12130 | -12154 | -12173 | -12189 | -12197 | -12200 | -12198 | -12193 | -12193 | -12196 | -12195 | -12185 | -12164 | -12137 | -12106 | -12076 | -12048 | -12023 | -12003 | -11989 | -11978 | -11970 | -11966 | -11967 | -11975 | -11989 | -12008 | -12031 | -12058 | -12087 | -12116 | -12146 | -12173 | -12190 | -12189 | -12180 | -12179 | -12187 | -12200 | -12214 | -12231 | -12250 | -12274 | -12310 | -12349 | -12389 | -12430 | -12471 | -12515 | -12562 | -12615 | -12676 | -12746 | -12826 | -12915 | -13003 | -13088 | -13160 | -13219 | -13243 | -13241 | -13227 | -13209 | -13189 | -13169 | -13150 | -13143 | -13148 | -13158 | -13174 | -13197 | -13223 | -13252 | -13280 | -13307 | -13333 | -13359 | -13382 | -13405 | -13435 | -13460 | -13457 | -13439 | -13391 | -13330 | -13265 | -13197 | -13126 | -13054 | -12987 | -12936 | -12890 | -12838 | -12786 | -12733 | -12682 | -12634 | -12593 | -12556 | -12523 | -12495 | -12471 | -12450 | -12428 | -12404 | -12378 | -12355 | -12332 | -12302 | -12269 | -12236 | -12203 | -12171 | -12140 | -12123 | -12117 | -12112 | -12107 | -12101 | -12094 | -12084 | -12073 | -12060 | -12045 | -12029 | -12009 | -11988 | -11966 | -11948 | -11936 | -11915 | -11892 | -11868 | -11844 | -11816 | -11783 | -11746 | -11708 | -11664 | -11605 | -11531 | -11456 | -11380 | -11300 | -11207 | -11098 | -10970 | -10827 | -10670 | -10506 | -10335 | -10158 | -9986 | -9823 | -9663 | -9517 | -9366 | -9207 | -9043 | -8882 | -8727 | -8579 | -8412 | -8203 | -8002 | -7804 | -7603 | -7405 | -7213 | -7024 | -6841 | -6661 | -6485 | -6312 | -6144 | -5982 | -5834 | -5726 | -5671 | -5680 | -5735 | -5815 | -5908 | -6004 | -6096 | -6176 | -6260 | -6358 | -6450 | -6534 | -6612 | -6686 | -6758 | -6840 | -6927 | -7016 | -7105 | -7190 | -7271 | -7349 | -7420 | -7466 | -7472 | -7427 | -7348 | -7255 | -7157 | -7062 | -6974 | -6899 | -6824 | -6733 | -6646 | -6561 | -6478 | -6396 | -6320 | -6242 | -6172 | -6113 | -6069 | -6043 | -6034 | -6041 | -6063 | -6097 | -6150 | -6245 | -6384 | -6548 | -6723 | -6902 | -7078 | -7248 | -7437 | -7648 | -7849 | -8063 | -8300 | -8550 | -8797 | -9038 | -9268 | -9487 | -9693 | -9888 | -10067 | -10227 | -10363 | -10470 | -10541 | -10547 | -10492 | -10396 | -10275 | -10141 | -10001 | -9862 | -9709 | -9539 | -9379 | -9212 | -9023 | -8820 | -8613 | -8401 | -8185 | -7969 | -7751 | -7531 | -7317 | -7117 | -6938 | -6784 | -6644 | -6530 | -6437 | -6358 | -6288 | -6224 | -6162 | -6101 | -6041 | -5985 | -5928 | -5871 | -5816 | -5763 | -5714 | -5674 | -5642 | -5617 | -5601 | -5595 | -5594 | -5594 | -5594 | -5595 | -5600 | -5607 | -5616 | -5638 | -5672 | -5722 | -5790 | -5873 | -5950 | -6005 | -6061 | -6114 | -6167 | -6224 | -6287 | -6356 | -6430 | -6510 | -6592 | -6676 | -6761 | -6851 | -6948 | -7081 | -7271 | -7522 | -7814 | -8121 | -8430 | -8731 | -9015 | -9270 | -9490 | -9690 | -9879 | -10060 | -10229 | -10385 | -10530 | -10666 | -10793 | -10912 | -11024 | -11127 | -11220 | -11302 | -11371 | -11406 | -11405 | -11365 | -11296 | -11211 | -11114 | -11011 | -10907 | -10811 | -10756 | -10722 | -10693 | -10666 | -10645 | -10632 | -10629 | -10633 | -10642 | -10649 | -10653 | -10655 | -10654 | -10655 | -10656 | -10656 | -10657 | -10647 | -10628 | -10598 | -10558 | -10509 | -10452 | -10394 | -10335 | -10278 | -10217 | -10155 | -10090 | -10019 | -9936 | -9837 | -9728 | -9612 | -9490 | -9357 | -9221 | -9082 | -8940 | -8802 | -8658 | -8514 | -8369 | -8223 | -8079 | -7940 | -7808 | -7685 | -7562 | -7447 | -7341 | -7241 | -7148 | -7062 | -6983 | -6909 | -6840 | -6779 | -6725 | -6681 | -6645 | -6617 | -6593 | -6569 | -6560 | -6578 | -6613 | -6661 | -6715 | -6774 | -6836 | -6901 | -6969 | -7018 | -7062 | -7104 | -7145 | -7184 | -7224 | -7270 | -7317 | -7365 | -7415 | -7467 | -7519 | -7572 | -7627 | -7706 | -7801 | -7908 | -8033 | -8176 | -8335 | -8505 | -8676 | -8835 | -8968 | -9086 | -9195 | -9294 | -9385 | -9471 | -9551 | -9626 | -9701 | -9777 | -9853 | -9927 | -9999 | -10070 | -10139 | -10206 | -10276 | -10342 | -10395 | -10437 | -10468 | -10491 | -10509 | -10527 | -10540 | -10552 | -10567 | -10584 | -10603 | -10627 | -10655 | -10682 | -10709 | -10737 | -10768 | -10802 | -10839 | -10879 | -10921 | -10960 | -10981 | -10977 | -10950 | -10904 | -10849 | -10792 | -10738 | -10697 | -10696 | -10718 | -10748 | -10790 | -10839 | -10894 | -10954 | -11021 | -11095 | -11171 | -11250 | -11329 | -11407 | -11485 | -11561 | -11625 | -11671 | -11697 | -11709 | -11715 | -11716 | -11715 | -11714 | -11716 | -11718 | -11721 | -11726 | -11733 | -11738 | -11743 | -11749 | -11751 | -11750 | -11746 | -11738 | -11726 | -11709 | -11689 | -11670 | -11658 | -11663 | -11694 | -11739 | -11786 | -11827 | -11862 | -11889 | -11912 | -11929 | -11935 | -11931 | -11914 | -11886 | -11847 | -11798 | -11740 | -11677 | -11609 | -11536 | -11461 | -11386 | -11310 | -11233 | -11160 | -11093 | -11048 | -11022 | -11015 | -11026 | -11048 | -11077 | -11108 | -11109 | -11090 | -11066 | -11039 | -11011 | -10981 | -10951 | -10919 | -10883 | -10845 | -10806 | -10768 | -10730 | -10692 | -10656 | -10630 | -10615 | -10607 | -10608 | -10610 | -10606 | -10594 | -10573 | -10541 | -10525 | -10522 | -10516 | -10507 | -10496 | -10483 | -10473 | -10468 | -10469 | -10475 | -10485 | -10499 | -10512 | -10522 | -10531 | -10544 | -10565 | -10594 | -10629 | -10676 | -10745 | -10833 | -10938 | -11048 | -11133 | -11208 | -11294 | -11387 | -11487 | -11591 | -11695 | -11797 | -11897 | -11999 | -12104 | -12212 | -12324 | -12437 | -12551 | -12660 | -12757 | -12836 | -12909 | -12975 | -13027 | -13065 | -13095 | -13128 | -13217 | -13332 | -13447 | -13559 | -13670 | -13779 | -13886 | -13995 | -14103 | -14202 | -14282 | -14344 | -14397 | -14453 | -14512 | -14574 | -14638 | -14701 | -14757 | -14806 | -14852 | -14901 | -14953 | -15012 | -15057 | -15103 | -15164 | -15240 | -15330 | -15433 | -15548 | -15671 | -15802 | -15946 | -16110 | -16294 | -16487 | -16686 | -16887 | -17070 | -17216 | -17310 | -17366 | -17403 | -17429 | -17451 | -17473 | -17507 | -17556 | -17613 | -17674 | -17737 | -17800 | -17862 | -17923 | -17981 | -18034 | -18081 | -18123 | -18159 | -18190 | -18214 | -18231 | -18244 | -18255 | -18266 | -18271 | -18269 | -18264 | -18256 | -18246 | -18237 | -18231 | -18214 | -18189 | -18159 | -18125 | -18089 | -18053 | -18022 | -17997 | -17978 | -17965 | -17957 | -17952 | -17951 | -17953 | -17959 | -17964 | -17975 | -17981 | -17986 | -17993 | -18004 | -18020 | -18050 | -18096 | -18136 | -18179 | -18225 | -18272 | -18320 | -18364 | -18401 | -18429 | -18447 | -18454 | -18453 | -18444 | -18429 | -18410 | -18392 | -18383 | -18385 | -18396 | -18415 | -18437 | -18456 | -18471 | -18496 | -18521 | -18540 | -18545 | -18535 | -18517 | -18492 | -18461 | -18427 | -18390 | -18352 | -18313 | -18273 | -18233 | -18191 | -18147 | -18094 | -18044 | -18010 | -17987 | -17959 | -17929 | -17901 | -17880 | -17847 | -17774 | -17686 | -17595 | -17498 | -17396 | -17287 | -17174 | -17057 | -16939 | -16820 | -16702 | -16585 | -16469 | -16353 | -16236 | -16139 | -16070 | -16033 | -16041 | -16076 | -16119 | -16158 | -16183 | -16178 | -16145 | -16101 | -16053 | -16002 | -15952 | -15900 | -15848 | -15795 | -15745 | -15695 | -15649 | -15606 | -15568 | -15535 | -15509 | -15487 | -15471 | -15451 | -15421 | -15392 | -15371 | -15360 | -15355 | -15352 | -15366 | -15390 | -15416 | -15438 | -15456 | -15470 | -15480 | -15487 | -15487 | -15482 | -15472 | -15458 | -15440 | -15418 | -15395 | -15378 | -15372 | -15379 | -15394 | -15406 | -15418 | -15428 | -15436 | -15445 | -15453 | -15454 | -15456 | -15462 | -15472 | -15486 | -15502 | -15515 | -15526 | -15537 | -15549 | -15561 | -15571 | -15576 | -15576 | -15570 | -15558 | -15543 | -15531 | -15528 | -15526 | -15523 | -15519 | -15503 | -15458 | -15411 | -15361 | -15307 | -15247 | -15181 | -15111 | -15042 | -14974 | -14907 | -14839 | -14771 | -14705 | -14641 | -14581 | -14523 | -14465 | -14412 | -14365 | -14326 | -14292 | -14264 | -14239 | -14215 | -14183 | -14148 | -14113 | -14078 | -14046 | -14016 | -13990 | -13967 | -13944 | -13923 | -13903 | -13885 | -13873 | -13868 | -13869 | -13876 | -13891 | -13911 | -13931 | -13945 | -13955 | -13962 | -13966 | -13979 | -14018 | -14067 | -14124 | -14187 | -14256 | -14327 | -14399 | -14470 | -14544 | -14620 | -14697 | -14773 | -14844 | -14912 | -14977 | -15039 | -15092 | -15129 | -15156 | -15184 | -15215 | -15250 | -15285 | -15311 | -15316 | -15317 | -15317 | -15317 | -15318 | -15323 | -15335 | -15356 | -15385 | -15424 | -15470 | -15522 | -15580 | -15638 | -15698 | -15761 | -15823 | -15878 | -15920 | -15953 | -15983 | -16015 | -16052 | -16109 | -16188 | -16270 | -16358 | -16450 | -16545 | -16645 | -16750 | -16855 | -16959 | -17061 | -17159 | -17253 | -17344 | -17436 | -17531 | -17625 | -17701 | -17761 | -17801 | -17821 | -17830 | -17834 | -17843 | -17886 | -17968 | -18057 | -18149 | -18244 | -18341 | -18434 | -18517 | -18588 | -18647 | -18696 | -18739 | -18778 | -18812 | -18838 | -18850 | -18851 | -18855 | -18866 | -18897 | -18939 | -18978 | -19012 | -19036 | -19028 | -18963 | -18874 | -18767 | -18640 | -18495 | -18337 | -18174 | -18011 | -17851 | -17692 | -17532 | -17371 | -17210 | -17052 | -16900 | -16758 | -16631 | -16521 | -16416 | -16317 | -16221 | -16123 | -16020 | -15898 | -15762 | -15624 | -15486 | -15351 | -15224 | -15107 | -14999 | -14899 | -14808 | -14723 | -14646 | -14584 | -14536 | -14498 | -14465 | -14430 | -14391 | -14347 | -14302 | -14263 | -14236 | -14223 | -14223 | -14237 | -14270 | -14310 | -14354 | -14401 | -14450 | -14497 | -14541 | -14574 | -14591 | -14592 | -14575 | -14539 | -14484 | -14417 | -14344 | -14274 | -14215 | -14165 | -14131 | -14112 | -14098 | -14083 | -14065 | -14041 | -14018 | -14004 | -13997 | -13992 | -13987 | -13982 | -13978 | -13982 | -14001 | -14035 | -14084 | -14149 | -14227 | -14310 | -14396 | -14484 | -14573 | -14672 | -14769 | -14850 | -14917 | -14975 | -15031 | -15097 | -15172 | -15248 | -15328 | -15414 | -15507 | -15605 | -15705 | -15808 | -15911 | -16010 | -16105 | -16197 | -16286 | -16376 | -16468 | -16556 | -16624 | -16661 | -16660 | -16636 | -16610 | -16593 | -16586 | -16571 | -16532 | -16486 | -16431 | -16365 | -16285 | -16193 | -16088 | -15974 | -15852 | -15726 | -15596 | -15460 | -15314 | -15157 | -14988 | -14814 | -14655 | -14516 | -14412 | -14334 | -14271 | -14207 | -14131 | -14049 | -13960 | -13864 | -13763 | -13661 | -13561 | -13466 | -13379 | -13298 | -13221 | -13147 | -13076 | -13008 | -12945 | -12889 | -12841 | -12799 | -12766 | -12744 | -12736 | -12740 | -12751 | -12764 | -12776 | -12783 | -12792 | -12805 | -12825 | -12849 | -12877 | -12909 | -12941 | -12978 | -13021 | -13072 | -13131 | -13197 | -13273 | -13361 | -13458 | -13566 | -13683 | -13807 | -13935 | -14060 | -14182 | -14304 | -14425 | -14555 | -14683 | -14807 | -14927 | -15042 | -15150 | -15253 | -15349 | -15440 | -15526 | -15606 | -15678 | -15741 | -15791 | -15828 | -15854 | -15869 | -15880 | -15890 | -15901 | -15914 | -15923 | -15926 | -15920 | -15897 | -15869 | -15842 | -15817 | -15794 | -15776 | -15763 | -15755 | -15751 | -15748 | -15748 | -15752 | -15763 | -15783 | -15812 | -15845 | -15882 | -15907 | -15918 | -15916 | -15900 | -15879 | -15863 | -15858 | -15879 | -15920 | -15968 | -16023 | -16083 | -16147 | -16215 | -16283 | -16353 | -16423 | -16490 | -16554 | -16615 | -16674 | -16733 | -16795 | -16858 | -16919 | -16979 | -17028 | -17069 | -17110 | -17153 | -17200 | -17249 | -17295 | -17338 | -17381 | -17428 | -17478 | -17532 | -17590 | -17649 | -17710 | -17775 | -17845 | -17920 | -17997 | -18073 | -18148 | -18223 | -18287 | -18332 | -18375 | -18428 | -18485 | -18544 | -18604 | -18673 | -18754 | -18845 | -18939 | -19038 | -19137 | -19236 | -19331 | -19422 | -19505 | -19579 | -19643 | -19697 | -19746 | -19787 | -19816 | -19832 | -19843 | -19859 | -19877 | -19895 | -19916 | -19939 | -19961 | -19957 | -19923 | -19870 | -19798 | -19706 | -19594 | -19464 | -19322 | -19170 | -19011 | -18847 | -18682 | -18517 | -18352 | -18188 | -18029 | -17877 | -17736 | -17604 | -17477 | -17341 | -17189 | -17021 | -16841 | -16661 | -16487 | -16317 | -16155 | -16003 | -15867 | -15746 | -15634 | -15534 | -15443 | -15364 | -15298 | -15244 | -15203 | -15172 | -15145 | -15119 | -15091 | -15066 | -15038 | -15003 | -14962 | -14921 | -14901 | -14915 | -14930 | -14938 | -14945 | -14952 | -14954 | -14951 | -14946 | -14941 | -14936 | -14928 | -14911 | -14885 | -14849 | -14802 | -14747 | -14691 | -14647 | -14617 | -14608 | -14628 | -14670 | -14723 | -14759 | -14749 | -14730 | -14717 | -14703 | -14691 | -14686 | -14687 | -14694 | -14703 | -14712 | -14723 | -14736 | -14750 | -14762 | -14779 | -14804 | -14835 | -14872 | -14909 | -14949 | -14993 | -15041 | -15092 | -15147 | -15209 | -15278 | -15351 | -15428 | -15504 | -15574 | -15640 | -15704 | -15768 | -15836 | -15909 | -15986 | -16067 | -16152 | -16239 | -16326 | -16409 | -16480 | -16538 | -16579 | -16599 | -16605 | -16604 | -16611 | -16641 | -16678 | -16713 | -16749 | -16784 | -16820 | -16856 | -16892 | -16929 | -16961 | -16987 | -17008 | -17025 | -17038 | -17048 | -17058 | -17069 | -17082 | -17093 | -17104 | -17118 | -17137 | -17162 | -17190 | -17213 | -17234 | -17257 | -17284 | -17312 | -17341 | -17371 | -17402 | -17433 | -17467 | -17504 | -17545 | -17589 | -17637 | -17686 | -17736 | -17788 | -17842 | -17897 | -17950 | -18000 | -18049 | -18097 | -18151 | -18215 | -18282 | -18349 | -18410 | -18467 | -18521 | -18574 | -18622 | -18666 | -18705 | -18740 | -18771 | -18796 | -18817 | -18835 | -18851 | -18866 | -18884 | -18902 | -18918 | -18936 | -18960 | -18988 | -19011 | -19028 | -19039 | -19051 | -19069 | -19093 | -19120 | -19151 | -19186 | -19222 | -19258 | -19296 | -19335 | -19375 | -19411 | -19445 | -19475 | -19501 | -19514 | -19524 | -19541 | -19564 | -19584 | -19600 | -19619 | -19653 | -19692 | -19726 | -19752 | -19770 | -19780 | -19783 | -19783 | -19788 | -19797 | -19808 | -19819 | -19834 | -19857 | -19884 | -19916 | -19951 | -19984 | -20008 | -20018 | -20022 | -20022 | -20020 | -20022 | -20038 | -20057 | -20080 | -20107 | -20141 | -20182 | -20224 | -20261 | -20291 | -20315 | -20335 | -20351 | -20364 | -20374 | -20381 | -20383 | -20380 | -20376 | -20365 | -20352 | -20334 | -20312 | -20294 | -20288 | -20276 | -20261 | -20243 | -20220 | -20194 | -20164 | -20133 | -20106 | -20077 | -20045 | -20011 | -19974 | -19936 | -19896 | -19856 | -19818 | -19780 | -19753 | -19743 | -19742 | -19752 | -19768 | -19783 | -19776 | -19728 | -19665 | -19604 | -19543 | -19482 | -19422 | -19363 | -19306 | -19253 | -19207 | -19166 | -19132 | -19103 | -19080 | -19062 | -19051 | -19048 | -19059 | -19088 | -19132 | -19185 | -19243 | -19301 | -19356 | -19417 | -19488 | -19567 | -19657 | -19758 | -19869 | -19991 | -20124 | -20273 | -20434 | -20607 | -20792 | -20987 | -21191 | -21407 | -21631 | -21861 | -22083 | -22268 | -22419 | -22550 | -22669 | -22785 | -22906 | -23049 | -23202 | -23353 | -23494 | -23619 | -23726 | -23814 | -23885 | -23936 | -23970 | -23990 | -23996 | -23992 | -23979 | -23954 | -23920 | -23878 | -23835 | -23804 | -23787 | -23763 | -23727 | -23682 | -23631 | -23583 | -23540 | -23508 | -23488 | -23483 | -23491 | -23508 | -23532 | -23557 | -23582 | -23604 | -23621 | -23630 | -23626 | -23612 | -23585 | -23547 | -23503 | -23460 | -23419 | -23390 | -23373 | -23356 | -23323 | -23248 | -23137 | -23001 | -22843 | -22666 | -22474 | -22271 | -22057 | -21835 | -21606 | -21375 | -21144 | -20912 | -20683 | -20462 | -20251 | -20052 | -19873 | -19724 | -19599 | -19491 | -19399 | -19322 | -19260 | -19214 | -19183 | -19169 | -19170 | -19189 | -19226 | -19280 | -19352 | -19442 | -19549 | -19671 | -19807 | -19957 | -20117 | -20282 | -20449 | -20616 | -20772 | -20902 | -21007 | -21090 | -21155 | -21210 | -21272 | -21362 | -21465 | -21573 | -21684 | -21798 | -21912 | -22021 | -22124 | -22219 | -22306 | -22384 | -22453 | -22515 | -22572 | -22625 | -22679 | -22736 | -22789 | -22833 | -22860 | -22878 | -22894 | -22915 | -22948 | -23004 | -23074 | -23153 | -23234 | -23312 | -23387 | -23461 | -23536 | -23612 | -23690 | -23767 | -23844 | -23922 | -24000 | -24077 | -24149 | -24218 | -24280 | -24326 | -24365 | -24402 | -24436 | -24467 | -24492 | -24500 | -24492 | -24471 | -24439 | -24398 | -24349 | -24292 | -24230 | -24166 | -24103 | -24041 | -23980 | -23918 | -23856 | -23788 | -23717 | -23642 | -23575 | -23525 | -23501 | -23506 | -23527 | -23552 | -23566 | -23556 | -23535 | -23512 | -23491 | -23473 | -23464 | -23463 | -23468 | -23477 | -23491 | -23515 | -23548 | -23590 | -23643 | -23706 | -23777 | -23851 | -23917 | -23961 | -23980 | -23978 | -23964 | -23946 | -23938 | -23947 | -23955 | -23956 | -23950 | -23936 | -23914 | -23883 | -23847 | -23804 | -23748 | -23674 | -23582 | -23474 | -23349 | -23209 | -23059 | -22902 | -22751 | -22630 | -22538 | -22459 | -22387 | -22317 | -22240 | -22144 | -22041 | -21939 | -21839 | -21742 | -21650 | -21561 | -21476 | -21391 | -21305 | -21219 | -21130 | -21037 | -20938 | -20836 | -20727 | -20612 | -20493 | -20384 | -20284 | -20192 | -20102 | -20005 | -19889 | -19742 | -19576 | -19398 | -19209 | -19007 | -18791 | -18564 | -18325 | -18082 | -17839 | -17607 | -17388 | -17184 | -16997 | -16828 | -16678 | -16545 | -16431 | -16334 | -16249 | -16169 | -16090 | -16017 | -15953 | -15899 | -15858 | -15832 | -15819 | -15818 | -15830 | -15850 | -15879 | -15911 | -15942 | -15968 | -15989 | -16003 | -16011 | -16015 | -16017 | -16019 | -16020 | -16016 | -16010 | -16004 | -15998 | -15994 | -16000 | -16033 | -16068 | -16099 | -16130 | -16158 | -16183 | -16207 | -16228 | -16243 | -16248 | -16238 | -16210 | -16165 | -16100 | -16017 | -15921 | -15816 | -15709 | -15606 | -15511 | -15427 | -15355 | -15290 | -15214 | -15112 | -15013 | -14925 | -14843 | -14771 | -14711 | -14664 | -14628 | -14604 | -14599 | -14617 | -14661 | -14731 | -14830 | -14957 | -15105 | -15267 | -15425 | -15564 | -15689 | -15800 | -15899 | -15996 | -16101 | -16217 | -16322 | -16412 | -16486 | -16546 | -16594 | -16630 | -16661 | -16691 | -16718 | -16742 | -16761 | -16776 | -16789 | -16799 | -16804 | -16804 | -16811 | -16831 | -16860 | -16898 | -16943 | -16989 | -17033 | -17078 | -17136 | -17210 | -17300 | -17407 | -17528 | -17657 | -17792 | -17931 | -18074 | -18222 | -18374 | -18528 | -18678 | -18822 | -18961 | -19096 | -19220 | -19323 | -19402 | -19461 | -19509 | -19552 | -19604 | -19676 | -19749 | -19821 | -19888 | -19948 | -20003 | -20056 | -20104 | -20147 | -20181 | -20208 | -20228 | -20247 | -20265 | -20287 | -20308 | -20327 | -20336 | -20334 | -20322 | -20301 | -20275 | -20249 | -20240 | -20260 | -20284 | -20303 | -20319 | -20334 | -20343 | -20346 | -20343 | -20336 | -20329 | -20320 | -20308 | -20288 | -20258 | -20216 | -20165 | -20107 | -20048 | -20001 | -19971 | -19957 | -19955 | -19953 | -19914 | -19810 | -19684 | -19553 | -19415 | -19271 | -19125 | -18979 | -18836 | -18695 | -18555 | -18416 | -18280 | -18147 | -18013 | -17881 | -17747 | -17614 | -17489 | -17381 | -17288 | -17202 | -17115 | -17023 | -16928 | -16832 | -16740 | -16650 | -16565 | -16484 | -16405 | -16328 | -16250 | -16173 | -16098 | -16026 | -15959 | -15898 | -15842 | -15786 | -15726 | -15660 | -15592 | -15520 | -15443 | -15361 | -15280 | -15202 | -15129 | -15063 | -15003 | -14950 | -14902 | -14862 | -14831 | -14811 | -14796 | -14782 | -14765 | -14747 | -14722 | -14687 | -14648 | -14608 | -14578 | -14554 | -14532 | -14511 | -14491 | -14467 | -14441 | -14410 | -14378 | -14342 | -14302 | -14259 | -14214 | -14160 | -14096 | -14022 | -13940 | -13855 | -13764 | -13669 | -13573 | -13480 | -13388 | -13296 | -13204 | -13113 | -13027 | -12948 | -12876 | -12811 | -12753 | -12701 | -12658 | -12635 | -12627 | -12626 | -12632 | -12650 | -12680 | -12720 | -12772 | -12840 | -12924 | -13021 | -13132 | -13254 | -13390 | -13538 | -13700 | -13874 | -14057 | -14238 | -14410 | -14565 | -14707 | -14843 | -14998 | -15193 | -15398 | -15609 | -15821 | -16026 | -16217 | -16395 | -16564 | -16721 | -16866

## DE00
Country | Generator_ID | unit_name_prefix | Scenario | Year | capacity_input1 | node_suffix_input1 | capacity_output1 | node_suffix_output1 | capacity_output2 | node_suffix_output2 | cb | cv | Note | method | ## | ## | ## | ## | ## | ## | ## | ## | ## | ## | ## | ## | ## | ## | ## | ## | ## | ## | ## | ## | ## | ## | ## | ## | ## | ## | ## | ## | ## | ## | ## | ## | ## | ## | ## | ## | ## | ## | ## | ## | ##
DE00 | Coal CHP |  | all | 2015 |  |  | 4992.2703 |  | 11093.9341 |  | 0.45
DE00 | Gas CCGT CHP |  | all | 2015 |  |  | 9358.3496 |  | 9358.3496 |  | 1 | [6 empty] | https://ag-energiebilanzen.de/wp-content/uploads/2023/11/awt_2023_e.pdf | [28 empty] | Helper
DE00 | Bio CHP |  | all | 2015 |  |  | 809.3731 |  | 1618.7462 |  | 0.5 | [6 empty] | Table 4.2 | [32 empty] | Sorting
DE00 | Waste CHP |  | all | 2015 |  |  | 483.6157 |  | 1209.0393 |  | 0.4 | [24 empty] | 2021 | 2022 | 2023 | 2024 |  | 2020 | 2025 | 2030 | 2035 | 2040 |  | Trend | Sloper |  |  | 2020 | 687
DE00 | Coal HOB |  | all | 2015 |  |  | 3991.1209 | [10 empty] | Fuel | 2014 | 2015 | 2016 | 2017 | 2018 | 2019 | 2020 | 2021 | 2022 | 2023 | 2024 |  |  |  | MW | output | Eboil | 472 | 570 | 588 | 629 |  | 442.5 | 687 | 735.9 | 784.8 | 833.7 |  | 687 | 48.9 |  |  | 2020 | 45.5
DE00 | Oil HOB |  | all | 2015 |  |  | 7497.8967 | [10 empty] | Hard coal | 0.226 | 0.224 | 0.201 | 0.193 | 0.207 | 0.185 | 0.143 | 0.147 | 0.152 | 0.124 | 0.11807 |  |  |  | MW | output | Aurinkolämpö | 18 | 27 | 23 | 43 |  | 10 | 45.5 | 56.15 | 66.8 | 77.45 |  | 45.5 | 7.1 |  |  | 2020 | 703
DE00 | Gas HOB |  | all | 2015 |  |  | 623.4966 | [10 empty] | Lignite | 0.078 | 0.079 | 0.071 | 0.064 | 0.065 | 0.059 | 0.06 | 0.063 | 0.064 | 0.057 | 0.054267 |  |  |  | MW | output | Lämpöpumppu | 0 | 2 | 5 | 103 | [11 empty] | 2020 | 3640.6
DE00 | Bio HOB |  | all | 2015 |  |  | 273.892 | [10 empty] | Petroleum | 0.011 | 0.012 | 0.013 | 0.011 | 0.011 | 0.011 | 0.012 | 0.015 | 0.027 | 0.018 | 0.020133 |  |  |  | MW | output | Geoterminen | 141 | 115 | 210 | 200 | [11 empty] | 2020 | 3640.6
DE00 | Coal CHP |  | all | 2020 |  |  | 3397.4675 |  | 7549.9277 |  | 0.45 | [6 empty] | Gases | 0.388 | 0.382 | 0.411 | 0.419 | 0.403 | 0.414 | 0.438 | 0.437 | 0.404 | 0.43 | 0.43693 |  |  |  | MW | ouptut | Hukkalämpö | 0 | 208 | 242 | 242 | [11 empty] | 2025 | 687
DE00 | Gas CCGT CHP |  | all | 2020 |  |  | 8626.1985 |  | 8626.1985 |  | 1 | [6 empty] | Natural gas, Petroleum gas | 0.381 | 0.375 | 0.403 | 0.416 | 0.399 | 0.411 | 0.434 | 0.433 | 0.402 | 0.429 | 0.4362 |  |  |  | MW | output | GSHP | 141 | 325 | 457 | 545 |  | 31 | 703 | 770.2 | 837.4 | 904.6 |  | 703 | 134.4 |  |  | 2025 | 45.5
DE00 | Bio CHP |  | all | 2020 |  |  | 834.3002 |  | 1668.6004 |  | 0.5 | [6 empty] | Renewable Energy Sources | 0.179 | 0.184 | 0.183 | 0.187 | 0.196 | 0.206 | 0.225 | 0.219 | 0.231 | 0.242 | 0.2452 | [21 empty] | 2025 | 703
DE00 | Waste CHP |  | all | 2020 |  |  | 431.527 |  | 1078.8174 |  | 0.4 | [6 empty] | Other energy sources | 0.118 | 0.119 | 0.12 | 0.125 | 0.118 | 0.124 | 0.122 | 0.12 | 0.122 | 0.128 | 0.1252 | [21 empty] | 2025 | 3640.6
DE00 | Coal HOB |  | all | 2020 |  |  | 3158.7384 | [25 empty] | MW |  | heatstor | 3090 | 3310 | 3520 | 3425.6 |  | 3032.2 | 3640.6 | 3701.44 | 3762.28 | 3823.12 |  | 3640.6 | 121.68 |  |  | 2025 | 3640.6
DE00 | Oil HOB |  | all | 2020 |  |  | 8072.0305 | [10 empty] | Coal | 0.304 | 0.303 | 0.272 | 0.257 | 0.272 | 0.244 | 0.203 | 0.21 | 0.216 | 0.181 | 0.17233 |  |  |  | MWh |  | heat stor | 30900 | 33100 | 35200 | 34256 | [11 empty] | 2030 | 735.9
DE00 | Gas HOB |  | all | 2020 |  |  | 750.296 | [10 empty] | Gas | 0.399 | 0.394 | 0.424 | 0.43 | 0.414 | 0.425 | 0.45 | 0.452 | 0.431 | 0.448 | 0.45707 | [21 empty] | 2030 | 56.15
DE00 | Bio HOB |  | all | 2020 |  |  | 283.9758 | [10 empty] | Bio | 0.179 | 0.184 | 0.183 | 0.187 | 0.196 | 0.206 | 0.225 | 0.219 | 0.231 | 0.242 | 0.2452 | [21 empty] | 2030 | 770.2
DE00 | Coal CHP |  | all | 2025 |  |  | 1802.6646 |  | 4005.9213 |  | 0.45 | [6 empty] | Waste | 0.118 | 0.119 | 0.12 | 0.125 | 0.118 | 0.124 | 0.122 | 0.12 | 0.122 | 0.128 | 0.1252 | [21 empty] | 2030 | 3701.44
DE00 | Gas CCGT CHP |  | all | 2025 |  |  | 7894.0474 |  | 7894.0474 |  | 1 | [39 empty] | 2030 | 3701.44
DE00 | Bio CHP |  | all | 2025 |  |  | 859.2273 |  | 1718.4546 |  | 0.5 | [39 empty] | 2035 | 784.8
DE00 | Waste CHP |  | all | 2025 |  |  | 379.4382 |  | 948.5954 |  | 0.4 | [39 empty] | 2035 | 66.8
DE00 | Coal HOB |  | all | 2025 |  |  | 2326.3559 | [43 empty] | 2035 | 837.4
DE00 | Oil HOB |  | all | 2025 |  |  | 8646.1643 | [11 empty] | 2014: https://www.agfw.de/zahlen-und-statistiken/agfw-hauptbericht/ | [21 empty] | 2035 | 3762.28
DE00 | Gas HOB |  | all | 2025 |  |  | 877.0954 | [8 empty] | FLH (h) |  |  | 2014: 3.4.2 Lämmön nettotuotanto | [21 empty] | 2035 | 3762.28
DE00 | Bio HOB |  | all | 2025 |  |  | 294.0596 | [11 empty] | 2014 | 2015 | 2016 | 2017 | 2018 | 2019 | 2020 | 2021 | 2022 | 2023 | 2024 |  |  |  | 2015 | 2020 | 2025 | 2030 | 2035 | 2040 | [12 empty] | 2040 | 833.7
DE00 | Coal CHP |  | all | 2030 |  |  | 1324.2237 |  | 2942.7194 |  | 0.45 | [6 empty] | TWh | 77.2 | 82.4 | 83.7 | 85.7 | 82.9 | 80.7 | 76.8 | 83.9 | 74.6 | 66.6 | 61.9 | [21 empty] | 2040 | 77.45
DE00 | Gas CCGT CHP |  | all | 2030 |  |  | 7161.8963 |  | 7161.8963 |  | 1 | [6 empty] | CHP portion | 0.84 | 0.84 | 0.84 | 0.84 | 0.81 | 0.82 | 0.81 | 0.8 | 0.79 | 0.8 | 0.77 | [21 empty] | 2040 | 904.6
DE00 | Bio CHP |  | all | 2030 |  |  | 1108.4984 |  | 2216.9967 |  | 0.5 | [6 empty] | CHP (TWh) | 64.848 | 69.216 | 70.308 | 71.988 | 67.149 | 66.174 | 62.208 | 67.12 | 58.934 | 53.28 | 47.663 | [21 empty] | 2040 | 3823.12
DE00 | Waste CHP |  | all | 2030 |  |  | 327.3494 |  | 818.3735 |  | 0.4 |  |  |  |  | 750 |  | Eboil (TWh) | 0 | 0 | 0 | 0 | 0 | 0 | 0 | 0.354 | 0.4275 | 0.441 | 0.47175 | [21 empty] | 2040 | 3823.12
DE00 | Coal HOB |  | all | 2030 |  |  | 2076.6411 | [8 empty] | 2000 |  | LP (TWh) | 0 | 0 | 0 | 0 | 0 | 0 | 0 | 0.282 | 0.65 | 0.914 | 1.09
DE00 | Oil HOB |  | all | 2030 |  |  | 9220.2981 | [8 empty] | 1000 |  | Solar Heat (TWh) | 0 | 0 | 0 | 0 | 0 | 0 | 0 | 0.018 | 0.027 | 0.023 | 0.043
DE00 | Gas HOB |  | all | 2030 |  |  | 1003.8947 | [10 empty] | HOB (TWh) | 12.352 | 13.184 | 13.392 | 13.712 | 15.751 | 14.526 | 14.592 | 16.126 | 14.5615 | 11.942 | 12.6323
DE00 | Bio HOB |  | all | 2030 |  |  | 304.1434 | [9 empty] | https://ag-energiebilanzen.de/wp-content/uploads/2023/11/awt_2023_e.pdf
DE00 | Coal CHP |  | all | 2035 |  |  | 845.7829 |  | 1879.5175 |  | 0.45 | [5 empty] | Transformation input for district heating by energy source in % | Coal (p.u.) | 0.304 | 0.303 | 0.272 | 0.257 | 0.272 | 0.244 | 0.203 | 0.21 | 0.216 | 0.181 | 0.17233
DE00 | Gas CCGT CHP |  | all | 2035 |  |  | 6429.7452 |  | 6429.7452 |  | 1 | [6 empty] | Gas (p.u.) | 0.399 | 0.394 | 0.424 | 0.43 | 0.414 | 0.425 | 0.45 | 0.452 | 0.431 | 0.448 | 0.45707
DE00 | Bio CHP |  | all | 2035 |  |  | 1357.7694 |  | 2715.5389 |  | 0.5 | [6 empty] | Bio (p.u.) | 0.179 | 0.184 | 0.183 | 0.187 | 0.196 | 0.206 | 0.225 | 0.219 | 0.231 | 0.242 | 0.2452
DE00 | Waste CHP |  | all | 2035 |  |  | 275.2606 |  | 688.1516 |  | 0.4 | [6 empty] | Waste (p.u.) | 0.118 | 0.119 | 0.12 | 0.125 | 0.118 | 0.124 | 0.122 | 0.12 | 0.122 | 0.128 | 0.1252
DE00 | Coal HOB |  | all | 2035 |  |  | 1826.9264 | [11 empty] | 2014 | 2015 | 2016 | 2017 | 2018 | 2019 | 2020 | 2021 | 2022 | 2023 | 2024 |  |  |  | 2015 | 2020 | 2025 | 2030 | 2035 | 2040 |  |  | Helper | Coal | Bio
DE00 | Oil HOB |  | all | 2035 |  |  | 9794.4319 | [8 empty] | 1750 | CHP unit capacities | Coal (MW) | 11265.024 | 11984.256 | 10927.872 | 10571.952 | 10436.8731 | 9226.5463 | 7216.128 | 8054.4 | 7274.1394 | 5510.6743 | 4693.6707 |  |  |  | 11668.072 | 8124.0656 | 4580.0592 | 3516.8573 | 2453.6554 | 1390.4535 |  |  | Trend | 4580.0592 | 2247.026
DE00 | Gas HOB |  | all | 2035 |  |  | 1130.6941 | [8 empty] | 3000 |  | Gas (MW) | 8624.784 | 9090.368 | 9936.864 | 10318.28 | 9266.562 | 9374.65 | 9331.2 | 10112.7467 | 8466.8513 | 7956.48 | 7261.7228 |  |  |  | 9653.0399 | 8920.8888 | 8188.7377 | 7456.5865 | 6724.4354 | 5992.2843 |  |  | Slope | -708.8013 | 9.9708
DE00 | Bio HOB |  | all | 2035 |  |  | 314.2272 | [8 empty] | 6000 |  | Bio (MW) | 1934.632 | 2122.624 | 2144.394 | 2243.626 | 2193.534 | 2271.974 | 2332.8 | 2449.88 | 2268.959 | 2148.96 | 1947.8279 |  |  |  | 2147.3176 | 2197.1718 | 2247.026 | 2745.5682 | 3244.1103 | 3742.6524
DE00 | Coal CHP |  | all | 2040 |  |  | 367.342 |  | 816.3156 |  | 0.45 |  |  |  |  | 7000 |  | Waste (MW) | 1093.152 | 1176.672 | 1205.28 | 1285.5 | 1131.9403 | 1172.2251 | 1084.1966 | 1150.6286 | 1027.1354 | 974.2629 | 852.4868 |  |  |  | 1209.0393 | 1078.8174 | 948.5954 | 818.3735 | 688.1516 | 557.9296
DE00 | Gas CCGT CHP |  | all | 2040 |  |  | 5697.5941 |  | 5697.5941 |  | 1 | [7 empty] | 2014 | 2015 | 2016 | 2017 | 2018 | 2019 | 2020 | 2021 | 2022 | 2023 | 2024 |  |  |  | 2015 | 2020 | 2025 | 2030 | 2035 | 2040
DE00 | Bio CHP |  | all | 2040 |  |  | 1607.0405 |  | 3214.081 |  | 0.5 |  |  |  |  | 1000 | HOB unit capacities | Coal (MW) | 3755.008 | 3994.752 | 3642.624 | 3523.984 | 4284.272 | 3544.344 | 2962.176 | 3386.46 | 3145.284 | 2161.502 | 2176.9578 |  |  |  | 3991.1209 | 3158.7384 | 2326.3559 | 2076.6411 | 1826.9264 | 1577.2116 |  |  |  | 2326.3559
DE00 | Waste CHP |  | all | 2040 |  |  | 223.1718 |  | 557.9296 |  | 0.4 |  |  |  |  | 750 |  | Gas (MW) | 6571.264 | 6925.9947 | 7570.944 | 7861.5467 | 8694.552 | 8231.4 | 8755.2 | 9718.6027 | 8368.0087 | 7133.3547 | 7698.3739 |  |  |  | 7497.8967 | 8072.0305 | 8646.1643 | 9220.2981 | 9794.4319 | 10368.5657 |  |  |  | -166.4765
DE00 | Coal HOB |  | all | 2040 |  |  | 1577.2116 | [8 empty] | 4000 |  | Bio (MW) | 552.752 | 606.464 | 612.684 | 641.036 | 771.799 | 748.089 | 820.8 | 882.8985 | 840.9266 | 722.491 | 774.3569 |  |  |  | 623.4966 | 750.296 | 877.0954 | 1003.8947 | 1130.6941 | 1257.4935
DE00 | Oil HOB |  | all | 2040 |  |  | 10368.5657 | [8 empty] | 6000 |  | Waste (MW) | 242.9227 | 261.4827 | 267.84 | 285.6667 | 309.7697 | 300.204 | 296.704 | 322.52 | 296.0838 | 254.7627 | 263.5929 |  |  |  | 273.892 | 283.9758 | 294.0596 | 304.1434 | 314.2272 | 324.311
DE00 | Gas HOB |  | all | 2040 |  |  | 1257.4935
DE00 | Bio HOB |  | all | 2040 |  |  | 324.311
DE00 | Gas conventional old 2 |  | all | 2040 |  |  | -367.342 | [5 empty] | Reducing ENTSO‑E coal condensing capacity to offset added coal CHP electricity output | add-non-negative
DE00 | Gas CCGT present 2 |  | all | 2040 |  |  | -5697.5941 | [5 empty] | Reducing ENTSO‑E gas condensing capacity to offset added gas CHP electricity output | add-non-negative
DE00 | Gas CCGT present 2 |  | all | 2040 |  |  | -1607.0405 | [5 empty] | Reducing ENTSO‑E coal condensing capacity to offset added bio CHP electricity output | add-non-negative
DE00 | Gas conventional old 2 |  | all | 2030 |  |  | -1324.2237 | [5 empty] | Reducing ENTSO‑E coal condensing capacity to offset added coal CHP electricity output | add-non-negative
DE00 | Gas CCGT present 2 |  | all | 2030 |  |  | -7161.8963 | [5 empty] | Reducing ENTSO‑E coal condensing capacity to offset added coal CHP electricity output | add-non-negative
DE00 | Gas CCGT present 2 |  | all | 2030 |  |  | -1108.4984 | [5 empty] | Reducing ENTSO‑E gas condensing capacity to offset added gas CHP electricity output | add-non-negative
DE00 | Electric boiler |  | all | 2020 |  |  | 687
DE00 | Solar Thermal |  | all | 2020 |  |  | 45.5
DE00 | Ground source heat pump |  | all | 2020 |  |  | 703
DE00 | Heat storage discharger |  | all | 2020 |  |  | 3640.6
DE00 | Heat storage charger |  | all | 2020 |  |  | 3640.6
DE00 | Electric boiler |  | all | 2025 |  |  | 687
DE00 | Solar Thermal |  | all | 2025 |  |  | 45.5
DE00 | Ground source heat pump |  | all | 2025 |  |  | 703
DE00 | Heat storage discharger |  | all | 2025 |  |  | 3640.6
DE00 | Heat storage charger |  | all | 2025 |  |  | 3640.6
DE00 | Electric boiler |  | all | 2030 |  |  | 735.9
DE00 | Solar Thermal |  | all | 2030 |  |  | 56.15
DE00 | Ground source heat pump |  | all | 2030 |  |  | 770.2
DE00 | Heat storage discharger |  | all | 2030 |  |  | 3701.44
DE00 | Heat storage charger |  | all | 2030 |  |  | 3701.44
DE00 | Electric boiler |  | all | 2035 |  |  | 784.8
DE00 | Solar Thermal |  | all | 2035 |  |  | 66.8 | [11 empty] | 2014: Country; 2015: Generator_ID; 2016: Scenario; 2017: Year; 2018: capacity_output1
DE00 | Ground source heat pump |  | all | 2035 |  |  | 837.4 | [11 empty] | 2014: DE00; 2015: Gas CCGT new; 2016: National Trends; 2017: 2030; 2018: 1620.404; 2023: Here the extraction CHP plants are created. First version had only backpressure CHPs. Now some (elec capacitu) portion are taken from them to extraction CHP capacitu
DE00 | Heat storage discharger |  | all | 2035 |  |  | 3762.28 | [11 empty] | 2014: DE00; 2015: Gas CCGT old 1; 2016: National Trends; 2017: 2030; 2018: 53.6; 2023: NordPool bidding curves were used to evaluate the available extraction chp capacity
DE00 | Heat storage charger |  | all | 2035 |  |  | 3762.28 | [11 empty] | 2014: DE00; 2015: Gas CCGT old 2; 2016: National Trends; 2017: 2030; 2018: 460.414; 2023: https://ens.dk/en/analyses-and-statistics/technology-data-generation-electricity-and-district-heating
DE00 | Electric boiler |  | all | 2040 |  |  | 833.7 | [11 empty] | 2014: DE00; 2015: Gas CCGT present 1; 2016: National Trends; 2017: 2030; 2018: 1658.6
DE00 | Solar Thermal |  | all | 2040 |  |  | 77.45 | [11 empty] | 2014: DE00; 2015: Gas CCGT present 2; 2016: National Trends; 2017: 2030; 2018: 18452.862; 2024: cb | cv (Data sheets Wood Pellets CHP, large, extraction)
DE00 | Ground source heat pump |  | all | 2040 |  |  | 904.6 | [11 empty] | DE00 | Gas OCGT new | National Trends | 2030 | 2355.79 |  |  |  |  | coal | 0.45 | 0.13
DE00 | Heat storage discharger |  | all | 2040 |  |  | 3823.12 | [11 empty] | DE00 | Gas OCGT old | National Trends | 2030 | 43.299 |  |  |  |  | gas | 0.6 | 0.13
DE00 | Heat storage charger |  | all | 2040 |  |  | 3823.12 | [11 empty] | DE00 | Gas conventional old 1 | National Trends | 2030 | 109.68 |  |  |  |  | bio | 0.5 | 0.13
DE00 | Coal CHP extraction |  | all | 1 |  |  | 333 |  | 574.1379 |  | 0.45 | -0.13 | [6 empty] | 2014: DE00; 2015: Gas conventional old 2; 2016: National Trends; 2017: 2030; 2018: 945.087
DE00 | Gas CHP extraction |  | all | 1 |  |  | 333 |  | 294.6903 |  | 1 | -0.13 | [6 empty] | 2014: DE00; 2015: Light oil; 2016: National Trends; 2017: 2030; 2018: 1585.339; 2023: Total extraction CHP elec output capacity (it is assumed the extraction CHP capacity stays same for all scenario years)
DE00 | Bio CHP extraction |  | all | 1 |  |  | 333 |  | 528.5714 |  | 0.5 | -0.13 | [6 empty] | DE00 | Gas CCGT new | National Trends | 2040 | 857.16 |  |  |  |  | 1000 | MW
[19 empty] | DE00 | Gas CCGT old 2 | National Trends | 2040 | 39.651 |  |  |  |  | The amount of added CHP extraction capacity that needs to be reduced from the existing backpressure CHP capacity
[19 empty] | DE00 | Gas CCGT present 1 | National Trends | 2040 | 265.528 |  |  |  |  | elec | heat
[19 empty] | DE00 | Gas CCGT present 2 | National Trends | 2040 | 5009.768 |  |  |  | coal | 333 | 574.1379
[19 empty] | DE00 | Gas OCGT new | National Trends | 2040 | 669.916 |  |  |  | gas | 333 | 294.6903
[19 empty] | DE00 | Gas conventional old 2 | National Trends | 2040 | 318.696 |  |  |  | bio | 333 | 528.5714
The amount of new elec output CHP capacity added that needs to be substrtacted with the ENTSOE units
[19 empty] | Total amount of added chp elec ouput cap | 2030 | 2040
[19 empty] | Coal | 1324.2237 | 367.342
[19 empty] | Gas | 7161.8963 | 5697.5941
[19 empty] | Bio | 1108.4984 | 1607.0405
[19 empty] | Waste | 327.3494 | 223.1718
Total heatoutputcapacities
[19 empty] | 2015 | 37063.875
[19 empty] | 2020 | 36264.6846
[19 empty] | 2025 | 31786.7939
[19 empty] | 2030 | 31008.6533
[19 empty] | 2035 | 30230.5126
[19 empty] | 2040 | 29452.372
coal
gas
bio
coal
gas
bio
Note on AR5: [Threaded comment] Your version of Excel allows you to read this threaded comment; however, any edits to it will get removed if the file is opened in a newer version of Excel. Learn more: https://go.microsoft.com/fwlink/?linkid=870924 Comment: Trend function manipulated here to demonstrate the moderate develpoment
Note on AF6: [Threaded comment] Your version of Excel allows you to read this threaded comment; however, any edits to it will get removed if the file is opened in a newer version of Excel. Learn more: https://go.microsoft.com/fwlink/?linkid=870924 Comment: Trend since the lack of data
Note on AL11: [Threaded comment] Your version of Excel allows you to read this threaded comment; however, any edits to it will get removed if the file is opened in a newer version of Excel. Learn more: https://go.microsoft.com/fwlink/?linkid=870924 Comment: Summing all the heatpump, geothermal and waste heat
Note on U32: [Threaded comment] Your version of Excel allows you to read this threaded comment; however, any edits to it will get removed if the file is opened in a newer version of Excel. Learn more: https://go.microsoft.com/fwlink/?linkid=870924 Comment: Waste heat and geothermal energy will be included here since they are not currently modelled.
Note on V72: [Threaded comment] Your version of Excel allows you to read this threaded comment; however, any edits to it will get removed if the file is opened in a newer version of Excel. Learn more: https://go.microsoft.com/fwlink/?linkid=870924 Comment: TYNDP-2024_National_Trends.xlsx
Note on AG77: [Threaded comment] Your version of Excel allows you to read this threaded comment; however, any edits to it will get removed if the file is opened in a newer version of Excel. Learn more: https://go.microsoft.com/fwlink/?linkid=870924 Comment: This value used for every extraction CHP
Note on V97: [Threaded comment] Your version of Excel allows you to read this threaded comment; however, any edits to it will get removed if the file is opened in a newer version of Excel. Learn more: https://go.microsoft.com/fwlink/?linkid=870924 Comment: Not reduced from existing elec capacity since minor

## DE00_sanity check
FLHs were changed to match the peak demand (year 2015 / CY 1987 has high peak demand)
year | CY | Max demand | Total cap | peak power vs demand
2015 | 1987 | 30276 | 37063.875 | 1.2242 | -12880 | -12869 | -12866 | -12871 | -12881 | -12896 | -12920 | -12953 | -12990 | -13035 | -13090 | -13155 | -13227 | -13302 | -13376 | -13440 | -13492 | -13537 | -13577 | -13613 | -13646 | -13673 | -13697 | -13722 | -13752 | -13787 | -13829 | -13879 | -13933 | -13992 | -14054 | -14116 | -14181 | -14248 | -14317 | -14387 | -14457 | -14534 | -14626 | -14743 | -14886 | -15050 | -15239 | -15453 | -15692 | -15957 | -16243 | -16543 | -16850 | -17162 | -17471 | -17779 | -18086 | -18394 | -18699 | -18997 | -19263 | -19480 | -19659 | -19807 | -19933 | -20044 | -20149 | -20254 | -20338 | -20396 | -20431 | -20442 | -20427 | -20388 | -20330 | -20258 | -20173 | -20078 | -19976 | -19866 | -19748 | -19623 | -19493 | -19365 | -19252 | -19164 | -19092 | -19034 | -18983 | -18937 | -18891 | -18835 | -18783 | -18733 | -18681 | -18624 | -18564 | -18500 | -18428 | -18347 | -18255 | -18155 | -18046 | -17926 | -17796 | -17660 | -17521 | -17379 | -17245 | -17127 | -17023 | -16930 | -16843 | -16759 | -16667 | -16564 | -16460 | -16356 | -16256 | -16163 | -16076 | -15997 | -15926 | -15864 | -15813 | -15770 | -15734 | -15710 | -15696 | -15694 | -15702 | -15721 | -15747 | -15774 | -15802 | -15835 | -15877 | -15931 | -16000 | -16088 | -16190 | -16309 | -16443 | -16589 | -16748 | -16923 | -17112 | -17314 | -17526 | -17747 | -17974 | -18207 | -18450 | -18701 | -18958 | -19215 | -19451 | -19658 | -19843 | -20017 | -20183 | -20342 | -20501 | -20665 | -20829 | -20989 | -21146 | -21298 | -21439 | -21565 | -21673 | -21768 | -21854 | -21938 | -22022 | -22102 | -22175 | -22238 | -22293 | -22342 | -22381 | -22402 | -22415 | -22418 | -22409 | -22387 | -22348 | -22295 | -22232 | -22158 | -22071 | -21970 | -21859 | -21738 | -21611 | -21479 | -21340 | -21193 | -21041 | -20886 | -20731 | -20581 | -20439 | -20309 | -20203 | -20137 | -20095 | -20067 | -20053 | -20054 | -20076 | -20124 | -20192 | -20271 | -20363 | -20467 | -20583 | -20708 | -20842 | -20982 | -21127 | -21276 | -21427 | -21579 | -21731 | -21876 | -22013 | -22137 | -22249 | -22355 | -22453 | -22543 | -22627 | -22707 | -22781 | -22841 | -22899 | -22963 | -23037 | -23124 | -23224 | -23338 | -23468 | -23618 | -23787 | -23975 | -24178 | -24393 | -24618 | -24847 | -25075 | -25300 | -25524 | -25748 | -25974 | -26204 | -26433 | -26658 | -26873 | -27076 | -27272 | -27457 | -27629 | -27785 | -27927 | -28057 | -28169 | -28259 | -28326 | -28366 | -28383 | -28378 | -28357 | -28325 | -28287 | -28245 | -28203 | -28164 | -28128 | -28091 | -28049 | -28003 | -27948 | -27883 | -27809 | -27729 | -27647 | -27565 | -27484 | -27408 | -27342 | -27288 | -27248 | -27222 | -27208 | -27200 | -27196 | -27198 | -27210 | -27235 | -27260 | -27263 | -27258 | -27250 | -27245 | -27251 | -27279 | -27351 | -27463 | -27601 | -27757 | -27927 | -28109 | -28296 | -28482 | -28666 | -28845 | -29018 | -29186 | -29350 | -29510 | -29665 | -29814 | -29950 | -30067 | -30164 | -30228 | -30260 | -30273 | -30276 | -30276 | -30260 | -30223 | -30174 | -30118 | -30054 | -29981 | -29900 | -29809 | -29710 | -29600 | -29483 | -29360 | -29238 | -29118 | -28995 | -28867 | -28735 | -28617 | -28531 | -28479 | -28452 | -28437 | -28419 | -28383 | -28314 | -28222 | -28111 | -27984 | -27848 | -27707 | -27568 | -27433 | -27305 | -27184 | -27073 | -26970 | -26875 | -26788 | -26711 | -26645 | -26586 | -26521 | -26443 | -26357 | -26267 | -26176 | -26088 | -26010 | -25958 | -25935 | -25931 | -25940 | -25956 | -25973 | -25992 | -26011 | -26029 | -26048 | -26066 | -26083 | -26096 | -26104 | -26109 | -26111 | -26109 | -26091 | -26055 | -26008 | -25949 | -25883 | -25816 | -25756 | -25717 | -25687 | -25657 | -25629 | -25608 | -25594 | -25586 | -25581 | -25579 | -25574 | -25567 | -25560 | -25554 | -25551 | -25550 | -25548 | -25544 | -25543 | -25548 | -25552 | -25555 | -25556 | -25557 | -25552 | -25534 | -25512 | -25488 | -25463 | -25438 | -25413 | -25385 | -25352 | -25316 | -25279 | -25239 | -25194 | -25142 | -25082 | -25016 | -24946 | -24880 | -24823 | -24772 | -24729 | -24693 | -24659 | -24623 | -24589 | -24561 | -24537 | -24515 | -24496 | -24473 | -24442 | -24406 | -24366 | -24323 | -24281 | -24243 | -24210 | -24180 | -24153 | -24130 | -24111 | -24095 | -24074 | -24053 | -24029 | -24000 | -23974 | -23950 | -23929 | -23907 | -23889 | -23869 | -23843 | -23813 | -23785 | -23759 | -23736 | -23714 | -23690 | -23661 | -23624 | -23588 | -23557 | -23525 | -23492 | -23456 | -23426 | -23404 | -23385 | -23368 | -23345 | -23313 | -23267 | -23210 | -23142 | -23061 | -22969 | -22866 | -22750 | -22627 | -22499 | -22368 | -22237 | -22110 | -21986 | -21859 | -21728 | -21590 | -21447 | -21300 | -21163 | -21040 | -20930 | -20830 | -20739 | -20652 | -20565 | -20466 | -20359 | -20254 | -20153 | -20057 | -19967 | -19878 | -19789 | -19698 | -19605 | -19510 | -19411 | -19309 | -19205 | -19102 | -18999 | -18895 | -18790 | -18689 | -18598 | -18518 | -18449 | -18386 | -18322 | -18242 | -18144 | -18037 | -17928 | -17816 | -17702 | -17588 | -17477 | -17368 | -17265 | -17171 | -17089 | -17021 | -16969 | -16934 | -16919 | -16918 | -16914 | -16904 | -16890 | -16875 | -16860 | -16850 | -16852 | -16886 | -16951 | -17031 | -17119 | -17209 | -17296 | -17377 | -17455 | -17528 | -17598 | -17661 | -17714 | -17755 | -17784 | -17801 | -17804 | -17793 | -17778 | -17766 | -17758 | -17755 | -17754 | -17753 | -17744 | -17714 | -17666 | -17613 | -17559 | -17510 | -17469 | -17437 | -17412 | -17391 | -17373 | -17357 | -17343 | -17333 | -17323 | -17311 | -17297 | -17285 | -17289 | -17301 | -17317 | -17333 | -17350 | -17369 | -17397 | -17439 | -17496 | -17566 | -17647 | -17736 | -17831 | -17932 | -18039 | -18149 | -18261 | -18376 | -18496 | -18626 | -18769 | -18924 | -19087 | -19251 | -19393 | -19502 | -19583 | -19641 | -19685 | -19723 | -19763 | -19815 | -19869 | -19915 | -19955 | -19993 | -20031 | -20070 | -20103 | -20127 | -20142 | -20145 | -20133 | -20102 | -20049 | -19983 | -19909 | -19830 | -19756 | -19699 | -19654 | -19618 | -19589 | -19564 | -19536 | -19499 | -19458 | -19418 | -19381 | -19346 | -19309 | -19274 | -19243 | -19226 | -19228 | -19247 | -19286 | -19342 | -19413 | -19494 | -19587 | -19690 | -19793 | -19890 | -19991 | -20104 | -20228 | -20365 | -20517 | -20703 | -20932 | -21187 | -21461 | -21753 | -22059 | -22377 | -22705 | -23043 | -23387 | -23735 | -24088 | -24448 | -24814 | -25186 | -25557 | -25911 | -26215 | -26470 | -26687 | -26867 | -27016 | -27140 | -27250 | -27358 | -27463 | -27561 | -27648 | -27720 | -27776 | -27820 | -27852 | -27869 | -27871 | -27861 | -27837 | -27800 | -27748 | -27685 | -27612 | -27535 | -27463 | -27392 | -27318 | -27233 | -27137 | -27032 | -26924 | -26813 | -26695 | -26576 | -26457 | -26337 | -26216 | -26096 | -25978 | -25864 | -25757 | -25654 | -25556 | -25461 | -25371 | -25288 | -25209 | -25134 | -25063 | -25000 | -24936 | -24871 | -24803 | -24736 | -24671 | -24623 | -24591 | -24564 | -24540 | -24521 | -24503 | -24484 | -24458 | -24426 | -24387 | -24344 | -24301 | -24257 | -24212 | -24165 | -24114 | -24056 | -23998 | -23948 | -23906 | -23868 | -23837 | -23810 | -23783 | -23739 | -23679 | -23606 | -23523 | -23430 | -23330 | -23225 | -23120 | -23015 | -22908 | -22797 | -22681 | -22557 | -22427 | -22288 | -22140 | -21994 | -21867 | -21759 | -21670 | -21599 | -21537 | -21480 | -21417 | -21331 | -21214 | -21080 | -20933 | -20778 | -20615 | -20449 | -20282 | -20115 | -19947 | -19778 | -19609 | -19442 | -19278 | -19117 | -18957 | -18801 | -18663 | -18546 | -18447 | -18369 | -18308 | -18257 | -18202 | -18128 | -18039 | -17951 | -17867 | -17788 | -17712 | -17641 | -17570 | -17501 | -17433 | -17368 | -17307 | -17252 | -17202 | -17158 | -17123 | -17089 | -17057 | -17022 | -16981 | -16938 | -16892 | -16847 | -16810 | -16788 | -16777 | -16770 | -16768 | -16773 | -16781 | -16787 | -16791 | -16790 | -16779 | -16758 | -16731 | -16695 | -16652 | -16601 | -16540 | -16480 | -16432 | -16394 | -16369 | -16354 | -16348 | -16343 | -16328 | -16288 | -16222 | -16143 | -16051 | -15949 | -15842 | -15732 | -15617 | -15503 | -15396 | -15295 | -15198 | -15106 | -15020 | -14940 | -14869 | -14811 | -14767 | -14735 | -14706 | -14677 | -14650 | -14628 | -14622 | -14649 | -14723 | -14827 | -14954 | -15095 | -15242 | -15395 | -15558 | -15726 | -15898 | -16069 | -16236 | -16395 | -16543 | -16680 | -16807 | -16915 | -16996 | -17057 | -17101 | -17137 | -17165 | -17184 | -17186 | -17154 | -17072 | -16954 | -16810 | -16648 | -16477 | -16297 | -16105 | -15905 | -15701 | -15498 | -15301 | -15114 | -14940 | -14778 | -14626 | -14486 | -14360 | -14244 | -14130 | -14012 | -13892 | -13777 | -13676 | -13606 | -13559 | -13523 | -13497 | -13478 | -13466 | -13460 | -13462 | -13467 | -13479 | -13495 | -13515 | -13534 | -13547 | -13553 | -13549 | -13540 | -13527 | -13517 | -13519 | -13535 | -13561 | -13589 | -13617 | -13634 | -13661 | -13704 | -13759 | -13825 | -13903 | -13990 | -14083 | -14183 | -14283 | -14387 | -14493 | -14599 | -14710 | -14828 | -14952 | -15068 | -15165 | -15234 | -15273 | -15288 | -15292 | -15291 | -15297 | -15336 | -15387 | -15431 | -15465 | -15487 | -15496 | -15495 | -15488 | -15476 | -15459 | -15436 | -15407 | -15375 | -15339 | -15301 | -15260 | -15220 | -15190 | -15178 | -15179 | -15184 | -15185 | -15179 | -15166 | -15143 | -15112 | -15079 | -15048 | -15021 | -14996 | -14976 | -14959 | -14946 | -14935 | -14925 | -14919 | -14918 | -14918 | -14921 | -14928 | -14946 | -14970 | -14996 | -15028 | -15069 | -15118 | -15173 | -15224 | -15266 | -15321 | -15383 | -15450 | -15522 | -15597 | -15669 | -15736 | -15797 | -15853 | -15908 | -15959 | -16007 | -16055 | -16102 | -16141 | -16159 | -16164 | -16167 | -16169 | -16171 | -16175 | -16185 | -16202 | -16214 | -16206 | -16187 | -16160 | -16130 | -16098 | -16067 | -16037 | -16008 | -15981 | -15953 | -15925 | -15899 | -15873 | -15849 | -15831 | -15833 | -15855 | -15888 | -15932 | -15988 | -16051 | -16115 | -16173 | -16216 | -16248 | -16283 | -16318 | -16350 | -16382 | -16416 | -16454 | -16496 | -16542 | -16590 | -16638 | -16686 | -16732 | -16778 | -16823 | -16861 | -16889 | -16916 | -16944 | -16974 | -17003 | -17029 | -17054 | -17085 | -17135 | -17189 | -17244 | -17302 | -17363 | -17424 | -17486 | -17548 | -17608 | -17667 | -17723 | -17778 | -17834 | -17889 | -17944 | -17992 | -18019 | -18034 | -18048 | -18060 | -18072 | -18084 | -18098 | -18119 | -18144 | -18169 | -18195 | -18219 | -18241 | -18259 | -18273 | -18281 | -18286 | -18288 | -18287 | -18284 | -18278 | -18268 | -18255 | -18250 | -18262 | -18287 | -18316 | -18347 | -18380 | -18413 | -18443 | -18459 | -18455 | -18450 | -18443 | -18434 | -18423 | -18412 | -18403 | -18396 | -18394 | -18396 | -18404 | -18416 | -18433 | -18452 | -18475 | -18496 | -18516 | -18534 | -18549 | -18559 | -18567 | -18572 | -18579 | -18588 | -18605 | -18629 | -18660 | -18695 | -18732 | -18770 | -18809 | -18847 | -18885 | -18920 | -18952 | -18977 | -18996 | -19008 | -19014 | -19018 | -19023 | -19017 | -19002 | -18981 | -18958 | -18933 | -18905 | -18874 | -18833 | -18788 | -18741 | -18695 | -18651 | -18611 | -18575 | -18543 | -18517 | -18495 | -18478 | -18466 | -18458 | -18455 | -18458 | -18463 | -18468 | -18471 | -18474 | -18475 | -18473 | -18468 | -18460 | -18454 | -18469 | -18496 | -18528 | -18565 | -18608 | -18654 | -18701 | -18744 | -18781 | -18812 | -18838 | -18864 | -18890 | -18916 | -18940 | -18948 | -18938 | -18915 | -18891 | -18869 | -18850 | -18831 | -18811 | -18783 | -18736 | -18674 | -18604 | -18528 | -18448 | -18365 | -18281 | -18202 | -18129 | -18061 | -18001 | -17950 | -17911 | -17883 | -17863 | -17841 | -17828 | -17825 | -17829 | -17839 | -17854 | -17873 | -17899 | -17948 | -18041 | -18161 | -18294 | -18432 | -18577 | -18732 | -18897 | -19075 | -19263 | -19461 | -19661 | -19863 | -20063 | -20255 | -20436 | -20590 | -20711 | -20797 | -20848 | -20874 | -20887 | -20892 | -20894 | -20903 | -20928 | -20967 | -21013 | -21066 | -21123 | -21177 | -21225 | -21264 | -21294 | -21314 | -21324 | -21323 | -21310 | -21292 | -21271 | -21256 | -21245 | -21238 | -21219 | -21191 | -21158 | -21123 | -21085 | -21040 | -20982 | -20914 | -20836 | -20746 | -20645 | -20537 | -20424 | -20305 | -20180 | -20050 | -19918 | -19782 | -19640 | -19493 | -19345 | -19211 | -19098 | -19003 | -18934 | -18880 | -18835 | -18795 | -18759 | -18717 | -18650 | -18566 | -18474 | -18379 | -18276 | -18164 | -18043 | -17915 | -17781 | -17643 | -17500 | -17355 | -17211 | -17068 | -16927 | -16811 | -16727 | -16670 | -16633 | -16608 | -16584 | -16554 | -16513 | -16454 | -16358 | -16237 | -16107 | -15971 | -15834 | -15698 | -15562 | -15429 | -15299 | -15175 | -15057 | -14946 | -14840 | -14742 | -14653 | -14573 | -14500 | -14431 | -14366 | -14302 | -14241 | -14188 | -14145 | -14113 | -14099 | -14096 | -14099 | -14108 | -14126 | -14151 | -14187 | -14230 | -14278 | -14330 | -14384 | -14445 | -14511 | -14583 | -14655 | -14716 | -14765 | -14807 | -14844 | -14876 | -14906 | -14935 | -14967 | -15007 | -15060 | -15125 | -15196 | -15269 | -15341 | -15409 | -15471 | -15529 | -15582 | -15632 | -15679 | -15721 | -15757 | -15784 | -15807 | -15840 | -15880 | -15926 | -15982 | -16051 | -16131 | -16218 | -16307 | -16388 | -16454 | -16518 | -16589 | -16674 | -16776 | -16901 | -17049 | -17218 | -17408 | -17617 | -17844 | -18089 | -18351 | -18628 | -18910 | -19183 | -19445 | -19697 | -19942 | -20176 | -20400 | -20613 | -20818 | -21023 | -21251 | -21498 | -21744 | -21980 | -22198 | -22396 | -22576 | -22742 | -22899 | -23048 | -23187 | -23313 | -23426 | -23532 | -23627 | -23682 | -23700 | -23690 | -23658 | -23613 | -23560 | -23501 | -23438 | -23368 | -23285 | -23186 | -23085 | -22991 | -22909 | -22838 | -22777 | -22722 | -22667 | -22613 | -22562 | -22514 | -22469 | -22422 | -22373 | -22323 | -22269 | -22199 | -22123 | -22045 | -21969 | -21895 | -21821 | -21753 | -21708 | -21688 | -21678 | -21671 | -21663 | -21651 | -21633 | -21611 | -21585 | -21558 | -21527 | -21496 | -21466 | -21439 | -21412 | -21385 | -21352 | -21325 | -21306 | -21296 | -21294 | -21299 | -21312 | -21329 | -21348 | -21369 | -21382 | -21392 | -21404 | -21421 | -21445 | -21475 | -21510 | -21548 | -21590 | -21637 | -21684 | -21730 | -21771 | -21812 | -21868 | -21935 | -22001 | -22058 | -22104 | -22140 | -22172 | -22202 | -22229 | -22265 | -22308 | -22356 | -22404 | -22445 | -22474 | -22490 | -22494 | -22487 | -22467 | -22437 | -22401 | -22360 | -22315 | -22264 | -22207 | -22145 | -22083 | -22021 | -21961 | -21902 | -21844 | -21781 | -21707 | -21620 | -21526 | -21425 | -21323 | -21227 | -21138 | -21057 | -20985 | -20922 | -20869 | -20825 | -20786 | -20752 | -20721 | -20699 | -20680 | -20662 | -20644 | -20626 | -20608 | -20590 | -20575 | -20562 | -20551 | -20547 | -20552 | -20565 | -20584 | -20604 | -20623 | -20641 | -20656 | -20666 | -20672 | -20674 | -20671 | -20666 | -20653 | -20633 | -20600 | -20547 | -20482 | -20417 | -20352 | -20289 | -20228 | -20169 | -20122 | -20076 | -20021 | -19958 | -19895 | -19836 | -19782 | -19733 | -19688 | -19647 | -19609 | -19574 | -19543 | -19516 | -19494 | -19478 | -19467 | -19458 | -19453 | -19449 | -19447 | -19447 | -19448 | -19452 | -19461 | -19477 | -19497 | -19519 | -19542 | -19564 | -19586 | -19610 | -19636 | -19666 | -19699 | -19736 | -19774 | -19812 | -19844 | -19870 | -19887 | -19911 | -19940 | -19968 | -19994 | -20015 | -20031 | -20042 | -20063 | -20094 | -20125 | -20153 | -20177 | -20199 | -20224 | -20251 | -20282 | -20317 | -20353 | -20390 | -20424 | -20456 | -20477 | -20489 | -20493 | -20477 | -20449 | -20420 | -20395 | -20375 | -20358 | -20345 | -20319 | -20277 | -20232 | -20189 | -20149 | -20109 | -20064 | -20016 | -19962 | -19906 | -19848 | -19790 | -19734 | -19680 | -19632 | -19593 | -19556 | -19529 | -19512 | -19501 | -19492 | -19482 | -19471 | -19459 | -19456 | -19461 | -19464 | -19462 | -19453 | -19441 | -19424 | -19402 | -19375 | -19339 | -19297 | -19252 | -19210 | -19165 | -19109 | -19048 | -18991 | -18942 | -18901 | -18868 | -18842 | -18823 | -18807 | -18789 | -18731 | -18629 | -18513 | -18387 | -18250 | -18102 | -17943 | -17774 | -17596 | -17412 | -17225 | -17033 | -16837 | -16640 | -16480 | -16378 | -16339 | -16354 | -16393 | -16440 | -16491 | -16541 | -16589 | -16629 | -16665 | -16712 | -16770 | -16835 | -16905 | -16978 | -17054 | -17131 | -17208 | -17284 | -17357 | -17422 | -17477 | -17521 | -17553 | -17572 | -17582 | -17589 | -17598 | -17604 | -17605 | -17601 | -17590 | -17571 | -17539 | -17485 | -17417 | -17338 | -17246 | -17145 | -17036 | -16921 | -16801 | -16679 | -16553 | -16427 | -16302 | -16179 | -16065 | -15963 | -15874 | -15787 | -15698 | -15604 | -15507 | -15413 | -15329 | -15262 | -15212 | -15182 | -15168 | -15167 | -15180 | -15207 | -15245 | -15293 | -15350 | -15416 | -15491 | -15572 | -15659 | -15749 | -15819 | -15862 | -15880 | -15885 | -15892 | -15906 | -15929 | -15956 | -15983 | -16009 | -16048 | -16098 | -16142 | -16180 | -16214 | -16249 | -16286 | -16322 | -16354 | -16380 | -16402 | -16420 | -16436 | -16451 | -16467 | -16483 | -16499 | -16524 | -16558 | -16597 | -16637 | -16676 | -16710 | -16740 | -16761 | -16781 | -16803 | -16825 | -16843 | -16856 | -16862 | -16869 | -16880 | -16896 | -16915 | -16940 | -16970 | -17000 | -17015 | -17008 | -16980 | -16937 | -16884 | -16825 | -16761 | -16691 | -16619 | -16548 | -16503 | -16482 | -16457 | -16424 | -16386 | -16344 | -16296 | -16241 | -16180 | -16114 | -16041 | -15959 | -15871 | -15781 | -15715 | -15688 | -15689 | -15692 | -15686 | -15673 | -15658 | -15644 | -15635 | -15623 | -15598 | -15574 | -15559 | -15551 | -15548 | -15549 | -15556 | -15570 | -15585 | -15598 | -15609 | -15616 | -15621 | -15620 | -15605 | -15580 | -15550 | -15522 | -15497 | -15470 | -15440 | -15405 | -15367 | -15328 | -15277 | -15183 | -15078 | -14970 | -14859 | -14742 | -14616 | -14481 | -14341 | -14201 | -14067 | -13938 | -13811 | -13692 | -13588 | -13496 | -13417 | -13340 | -13257 | -13168 | -13075 | -12975 | -12867 | -12751 | -12640 | -12562 | -12502 | -12451 | -12407 | -12376 | -12354 | -12339 | -12329 | -12320 | -12308 | -12292 | -12274 | -12253 | -12219 | -12174 | -12114 | -12034 | -11939 | -11838 | -11737 | -11644 | -11565 | -11496 | -11429 | -11344 | -11248 | -11150 | -11050 | -10948 | -10847 | -10755 | -10675 | -10608 | -10555 | -10519 | -10498 | -10492 | -10499 | -10516 | -10535 | -10561 | -10602 | -10653 | -10708 | -10765 | -10822 | -10877 | -10938 | -11038 | -11160 | -11290 | -11428 | -11572 | -11722 | -11867 | -12003 | -12129 | -12246 | -12352 | -12444 | -12517 | -12574 | -12613 | -12640 | -12659 | -12669 | -12678 | -12694 | -12714 | -12730 | -12732 | -12694 | -12581 | -12435 | -12272 | -12099 | -11918 | -11734 | -11551 | -11374 | -11206 | -11044 | -10893 | -10755 | -10633 | -10534 | -10456 | -10409 | -10387 | -10385 | -10394 | -10408 | -10424 | -10449 | -10497 | -10577 | -10695 | -10839 | -11000 | -11173 | -11351 | -11531 | -11710 | -11885 | -12055 | -12221 | -12382 | -12540 | -12692 | -12836 | -12973 | -13103 | -13230 | -13357 | -13481 | -13604 | -13724 | -13841 | -13947 | -14043 | -14149 | -14256 | -14361 | -14466 | -14571 | -14680 | -14789 | -14896 | -15000 | -15100 | -15194 | -15282 | -15361 | -15423 | -15462 | -15486 | -15507 | -15530 | -15553 | -15575 | -15595 | -15609 | -15620 | -15631 | -15652 | -15672 | -15686 | -15694 | -15695 | -15687 | -15672 | -15653 | -15631 | -15608 | -15583 | -15557 | -15526 | -15496 | -15470 | -15436 | -15388 | -15327 | -15253 | -15171 | -15084 | -14996 | -14913 | -14836 | -14765 | -14708 | -14665 | -14635 | -14617 | -14611 | -14617 | -14631 | -14651 | -14673 | -14696 | -14723 | -14751 | -14756 | -14749 | -14729 | -14710 | -14697 | -14691 | -14695 | -14706 | -14722 | -14739 | -14752 | -14763 | -14772 | -14775 | -14768 | -14750 | -14726 | -14695 | -14663 | -14629 | -14598 | -14569 | -14540 | -14512 | -14500 | -14489 | -14481 | -14471 | -14461 | -14450 | -14440 | -14430 | -14420 | -14408 | -14394 | -14373 | -14349 | -14323 | -14300 | -14282 | -14267 | -14254 | -14238 | -14220 | -14202 | -14185 | -14170 | -14154 | -14135 | -14107 | -14064 | -13997 | -13901 | -13774 | -13617 | -13441 | -13257 | -13080 | -12918 | -12755 | -12590 | -12434 | -12283 | -12137 | -11994 | -11858 | -11728 | -11605 | -11489 | -11377 | -11268 | -11166 | -11074 | -11001 | -10936 | -10874 | -10814 | -10762 | -10727 | -10706 | -10691 | -10680 | -10668 | -10654 | -10638 | -10616 | -10591 | -10561 | -10529 | -10500 | -10475 | -10452 | -10429 | -10407 | -10388 | -10374 | -10371 | -10378 | -10400 | -10443 | -10507 | -10589 | -10677 | -10767 | -10850 | -10916 | -10968 | -11032 | -11101 | -11166 | -11227 | -11291 | -11357 | -11422 | -11485 | -11547 | -11605 | -11655 | -11694 | -11713 | -11711 | -11703 | -11689 | -11659 | -11614 | -11561 | -11506 | -11450 | -11394 | -11341 | -11293 | -11238 | -11173 | -11109 | -11051 | -10999 | -10954 | -10916 | -10886 | -10860 | -10837 | -10813 | -10789 | -10765 | -10724 | -10671 | -10600 | -10513 | -10421 | -10329 | -10236 | -10138 | -10037 | -9937 | -9848 | -9767 | -9699 | -9632 | -9556 | -9468 | -9367 | -9256 | -9136 | -9012 | -8889 | -8771 | -8658 | -8549 | -8460 | -8384 | -8335 | -8318 | -8321 | -8330 | -8345 | -8366 | -8395 | -8428 | -8456 | -8477 | -8497 | -8521 | -8557 | -8602 | -8651 | -8699 | -8744 | -8784 | -8819 | -8848 | -8873 | -8896 | -8915 | -8938 | -8963 | -8991 | -9021 | -9059 | -9103 | -9150 | -9196 | -9241 | -9279 | -9296 | -9301 | -9303 | -9296 | -9285 | -9275 | -9270 | -9271 | -9279 | -9293 | -9309 | -9328 | -9354 | -9395 | -9446 | -9508 | -9586 | -9678 | -9776 | -9877 | -9981 | -10088 | -10194 | -10297 | -10404 | -10534 | -10674 | -10821 | -10970 | -11120 | -11271 | -11422 | -11574 | -11723 | -11873 | -12022 | -12156 | -12260 | -12319 | -12342 | -12354 | -12354 | -12340 | -12317 | -12289 | -12258 | -12225 | -12197 | -12188 | -12185 | -12173 | -12155 | -12131 | -12100 | -12061 | -12018 | -11970 | -11919 | -11867 | -11818 | -11787 | -11787 | -11833 | -11916 | -12013 | -12118 | -12233 | -12356 | -12483 | -12613 | -12739 | -12850 | -12930 | -12982 | -13028 | -13071 | -13116 | -13163 | -13205 | -13241 | -13271 | -13297 | -13319 | -13340 | -13359 | -13374 | -13380 | -13372 | -13352 | -13315 | -13264 | -13202 | -13129 | -13048 | -12965 | -12890 | -12839 | -12817 | -12802 | -12791 | -12781 | -12772 | -12767 | -12768 | -12775 | -12791 | -12811 | -12833 | -12832 | -12803 | -12736 | -12639 | -12541 | -12448 | -12359 | -12275 | -12195 | -12118 | -12044 | -11973 | -11900 | -11819 | -11737 | -11652 | -11563 | -11472 | -11381 | -11290 | -11199 | -11108 | -11018 | -10926 | -10850 | -10781 | -10732 | -10705 | -10689 | -10676 | -10661 | -10640 | -10613 | -10581 | -10547 | -10511 | -10472 | -10432 | -10387 | -10340 | -10295 | -10253 | -10210 | -10166 | -10118 | -10065 | -10011 | -9957 | -9908 | -9870 | -9848 | -9828 | -9800 | -9769 | -9738 | -9713 | -9692 | -9673 | -9655 | -9638 | -9615 | -9591 | -9570 | -9553 | -9537 | -9525 | -9515 | -9511 | -9512 | -9518 | -9525 | -9530 | -9527 | -9510 | -9471 | -9423 | -9377 | -9327 | -9273 | -9213 | -9150 | -9085 | -9024 | -8969 | -8927 | -8898 | -8879 | -8871 | -8872 | -8879 | -8890 | -8901 | -8911 | -8921 | -8936 | -8958 | -8969 | -8951 | -8926 | -8885 | -8833 | -8775 | -8714 | -8652 | -8590 | -8528 | -8463 | -8395 | -8334 | -8280 | -8226 | -8166 | -8104 | -8042 | -7982 | -7923 | -7868 | -7813 | -7756 | -7693 | -7625 | -7581 | -7550 | -7528 | -7497 | -7465 | -7436 | -7410 | -7387 | -7363 | -7340 | -7320 | -7291 | -7247 | -7194 | -7139 | -7076 | -7004 | -6924 | -6836 | -6745 | -6652 | -6557 | -6468 | -6417 | -6406 | -6438 | -6521 | -6641 | -6781 | -6933 | -7097 | -7271 | -7453 | -7641 | -7826 | -7988 | -8143 | -8299 | -8454 | -8607 | -8760 | -8913 | -9066 | -9219 | -9370 | -9521 | -9667 | -9810 | -9950 | -10078 | -10190 | -10293 | -10394 | -10492 | -10582 | -10664 | -10739 | -10803 | -10858 | -10907 | -10967 | -11029 | -11091 | -11159 | -11231 | -11304 | -11376 | -11447 | -11518 | -11585 | -11647 | -11683 | -11682 | -11637 | -11564 | -11480 | -11387 | -11288 | -11183 | -11074 | -10964 | -10856 | -10755 | -10672 | -10615 | -10568 | -10524 | -10486 | -10453 | -10429 | -10416 | -10411 | -10411 | -10417 | -10420 | -10395 | -10358 | -10307 | -10244 | -10167 | -10080 | -9985 | -9882 | -9774 | -9661 | -9546 | -9430 | -9327 | -9229 | -9139 | -9055 | -8975 | -8896 | -8818 | -8741 | -8665 | -8591 | -8522 | -8456 | -8371 | -8275 | -8179 | -8056 | -7927 | -7800 | -7676 | -7556 | -7440 | -7329 | -7223 | -7121 | -7028 | -6941 | -6861 | -6786 | -6713 | -6639 | -6560 | -6478 | -6391 | -6303 | -6218 | -6137 | -6070 | -6002 | -5948 | -5909 | -5867 | -5829 | -5801 | -5782 | -5770 | -5765 | -5765 | -5778 | -5788 | -5784 | -5765 | -5740 | -5712 | -5686 | -5661 | -5639 | -5618 | -5599 | -5575 | -5546 | -5556 | -5603 | -5670 | -5777 | -5914 | -6061 | -6210 | -6362 | -6516 | -6672 | -6825 | -6967 | -7084 | -7186 | -7288 | -7391 | -7498 | -7607 | -7723 | -7846 | -7972 | -8100 | -8229 | -8356 | -8471 | -8564 | -8643 | -8707 | -8759 | -8803 | -8841 | -8872 | -8896 | -8912 | -8925 | -8939 | -8969 | -9035 | -9106 | -9175 | -9237 | -9291 | -9336 | -9375 | -9411 | -9449 | -9489 | -9527 | -9533 | -9530 | -9496 | -9438 | -9368 | -9289 | -9200 | -9105 | -9005 | -8901 | -8795 | -8695 | -8605 | -8524 | -8443 | -8360 | -8277 | -8197 | -8119 | -8041 | -7960 | -7874 | -7784 | -7690 | -7608 | -7519 | -7432 | -7334 | -7221 | -7096 | -6965 | -6832 | -6699 | -6568 | -6438 | -6305 | -6168 | -6002 | -5829 | -5651 | -5474 | -5300 | -5137 | -4985 | -4843 | -4707 | -4569 | -4430 | -4296 | -4182 | -4096 | -4027 | -3971 | -3935 | -3921 | -3928 | -3950 | -3986 | -4032 | -4089 | -4134 | -4162 | -4195 | -4237 | -4281 | -4320 | -4348 | -4364 | -4367 | -4362 | -4356 | -4358 | -4369 | -4386 | -4413 | -4471 | -4553 | -4649 | -4748 | -4843 | -4932 | -5015 | -5087 | -5140 | -5172 | -5211 | -5243 | -5264 | -5275 | -5275 | -5265 | -5249 | -5229 | -5208 | -5184 | -5162 | -5139 | -5125 | -5115 | -5108 | -5106 | -5104 | -5104 | -5114 | -5136 | -5168 | -5209 | -5264 | -5331 | -5389 | -5462 | -5549 | -5650 | -5761 | -5882 | -6012 | -6150 | -6296 | -6444 | -6590 | -6747 | -6907 | -7091 | -7292 | -7504 | -7725 | -7959 | -8204 | -8457 | -8715 | -8979 | -9239 | -9480 | -9692 | -9880 | -10050 | -10204 | -10346 | -10475 | -10592 | -10699 | -10795 | -10883 | -10975 | -11096 | -11240 | -11394 | -11544 | -11686 | -11812 | -11912 | -11984 | -12031 | -12055 | -12061 | -12052 | -12031 | -12003 | -11967 | -11923 | -11876 | -11824 | -11769 | -11713 | -11653 | -11593 | -11531 | -11468 | -11399 | -11319 | -11229 | -11133 | -11035 | -10940 | -10849 | -10759 | -10671 | -10585 | -10500 | -10419 | -10347 | -10287 | -10238 | -10198 | -10164 | -10136 | -10112 | -10091 | -10071 | -10051 | -10033 | -10015 | -10000 | -9993 | -9991 | -9991 | -9993 | -9993 | -9995 | -10000 | -10009 | -10018 | -10031 | -10050 | -10076 | -10114 | -10162 | -10215 | -10270 | -10327 | -10383 | -10437 | -10492 | -10546 | -10600 | -10653 | -10697 | -10731 | -10753 | -10755 | -10736 | -10697 | -10643 | -10579 | -10506 | -10430 | -10348 | -10261 | -10179 | -10124 | -10088 | -10056 | -10037 | -10033 | -10045 | -10069 | -10096 | -10123 | -10147 | -10159 | -10156 | -10128 | -10070 | -9997 | -9929 | -9870 | -9818 | -9769 | -9722 | -9678 | -9635 | -9594 | -9555 | -9523 | -9496 | -9467 | -9433 | -9392 | -9344 | -9290 | -9236 | -9187 | -9145 | -9109 | -9048 | -8984 | -8911 | -8834 | -8744 | -8634 | -8507 | -8369 | -8223 | -8072 | -7918 | -7762 | -7620 | -7491 | -7369 | -7257 | -7149 | -7043 | -6942 | -6846 | -6756 | -6670 | -6583 | -6486 | -6385 | -6280 | -6193 | -6132 | -6101 | -6109 | -6157 | -6244 | -6369 | -6527 | -6713 | -6915 | -7103 | -7244 | -7368 | -7487 | -7607 | -7729 | -7854 | -7981 | -8104 | -8225 | -8342 | -8469 | -8624 | -8791 | -8976 | -9166 | -9354 | -9535 | -9707 | -9864 | -9995 | -10096 | -10170 | -10221 | -10258 | -10288 | -10295 | -10280 | -10242 | -10183 | -10107 | -10017 | -9916 | -9807 | -9692 | -9582 | -9482 | -9398 | -9329 | -9276 | -9236 | -9204 | -9177 | -9151 | -9132 | -9120 | -9117 | -9122 | -9127 | -9120 | -9116 | -9124 | -9142 | -9170 | -9205 | -9250 | -9308 | -9378 | -9459 | -9544 | -9634 | -9729 | -9824 | -9915 | -10001 | -10088 | -10175 | -10267 | -10362 | -10456 | -10546 | -10628 | -10708 | -10801 | -10904 | -11005 | -11108 | -11216 | -11330 | -11442 | -11548 | -11644 | -11726 | -11801 | -11865 | -11906 | -11924 | -11923 | -11910 | -11889 | -11865 | -11836 | -11804 | -11771 | -11738 | -11708 | -11681 | -11647 | -11596 | -11531 | -11455 | -11367 | -11270 | -11166 | -11062 | -10959 | -10861 | -10763 | -10669 | -10593 | -10533 | -10478 | -10425 | -10368 | -10303 | -10234 | -10163 | -10091 | -10021 | -9954 | -9889 | -9833 | -9791 | -9761 | -9743 | -9730 | -9724 | -9722 | -9725 | -9730 | -9736 | -9745 | -9762 | -9787 | -9817 | -9850 | -9883 | -9923 | -9971 | -10024 | -10078 | -10128 | -10173 | -10215 | -10252 | -10296 | -10352 | -10412 | -10475 | -10542 | -10615 | -10691 | -10769 | -10851 | -10933 | -11002 | -11034 | -11018 | -10962 | -10898 | -10830 | -10755 | -10672 | -10581 | -10485 | -10385 | -10283 | -10182 | -10085 | -9993 | -9900 | -9809 | -9717 | -9623 | -9529 | -9434 | -9342 | -9250 | -9161 | -9070 | -8985 | -8927 | -8874 | -8819 | -8768 | -8722 | -8683 | -8649 | -8621 | -8598 | -8575 | -8550 | -8520 | -8481 | -8437 | -8390 | -8345 | -8304 | -8264 | -8225 | -8185 | -8144 | -8105 | -8066 | -8030 | -7985 | -7946 | -7911 | -7879 | -7850 | -7826 | -7807 | -7792 | -7778 | -7769 | -7768 | -7774 | -7785 | -7808 | -7836 | -7866 | -7898 | -7931 | -7965 | -7999 | -8029 | -8056 | -8096 | -8158 | -8243 | -8361 | -8499 | -8641 | -8784 | -8928 | -9076 | -9226 | -9378 | -9534 | -9693 | -9846 | -9980 | -10094 | -10198 | -10288 | -10363 | -10424 | -10475 | -10519 | -10562 | -10607 | -10662 | -10730 | -10807 | -10889 | -10970 | -11048 | -11118 | -11179 | -11227 | -11266 | -11297 | -11316 | -11321 | -11318 | -11318 | -11322 | -11325 | -11330 | -11338 | -11347 | -11357 | -11364 | -11370 | -11369 | -11351 | -11320 | -11276 | -11217 | -11145 | -11068 | -10996 | -10935 | -10884 | -10839 | -10801 | -10766 | -10735 | -10703 | -10667 | -10637 | -10609 | -10581 | -10553 | -10527 | -10504 | -10483 | -10466 | -10453 | -10439 | -10417 | -10387 | -10346 | -10285 | -10205 | -10111 | -10005 | -9888 | -9762 | -9629 | -9495 | -9367 | -9252 | -9159 | -9084 | -9020 | -8968 | -8924 | -8884 | -8845 | -8806 | -8769 | -8730 | -8675 | -8599 | -8497 | -8367 | -8241 | -8128 | -8022 | -7919 | -7816 | -7714 | -7615 | -7520 | -7428 | -7343 | -7272 | -7208 | -7145 | -7085 | -7031 | -6986 | -6953 | -6930 | -6912 | -6897 | -6891 | -6875 | -6861 | -6845 | -6830 | -6815 | -6796 | -6776 | -6756 | -6737 | -6716 | -6695 | -6671 | -6646 | -6624 | -6608 | -6594 | -6582 | -6573 | -6565 | -6557 | -6547 | -6533 | -6519 | -6490 | -6451 | -6402 | -6339 | -6281 | -6223 | -6163 | -6099 | -6030 | -5959 | -5886 | -5813 | -5738 | -5664 | -5590 | -5515 | -5442 | -5369 | -5297 | -5225 | -5154 | -5085 | -5021 | -4955 | -4892 | -4851 | -4837 | -4856 | -4881 | -4913 | -4956 | -5015 | -5089 | -5178 | -5280 | -5392 | -5515 | -5639 | -5736 | -5817 | -5896 | -5972 | -6039 | -6100 | -6154 | -6200 | -6239 | -6282 | -6355 | -6455 | -6574 | -6720 | -6875 | -7029 | -7174 | -7305 | -7417 | -7514 | -7598 | -7672 | -7735 | -7793 | -7853 | -7913 | -7970 | -8027 | -8077 | -8120 | -8164 | -8207 | -8245 | -8271 | -8273 | -8261 | -8251 | -8250 | -8260 | -8275 | -8299 | -8332 | -8380 | -8438 | -8500 | -8562 | -8619 | -8666 | -8702 | -8731 | -8751 | -8763 | -8778 | -8799 | -8816 | -8831 | -8847 | -8869 | -8903 | -8928 | -8936 | -8923 | -8899 | -8871 | -8840 | -8803 | -8755 | -8700 | -8642 | -8581 | -8518 | -8455 | -8393 | -8317 | -8233 | -8146 | -8051 | -7948 | -7842 | -7736 | -7634 | -7532 | -7430 | -7328 | -7230 | -7132 | -7034 | -6942 | -6864 | -6805 | -6764 | -6735 | -6715 | -6699 | -6682 | -6662 | -6636 | -6613 | -6600 | -6594 | -6599 | -6614 | -6635 | -6660 | -6687 | -6716 | -6745 | -6784 | -6820 | -6852 | -6872 | -6878 | -6868 | -6840 | -6800 | -6753 | -6700 | -6648 | -6605 | -6574 | -6561 | -6563 | -6572 | -6580 | -6582 | -6578 | -6570 | -6562 | -6556 | -6548 | -6532 | -6504 | -6470 | -6442 | -6428 | -6425 | -6429 | -6439 | -6452 | -6464 | -6477 | -6489 | -6498 | -6505 | -6509 | -6503 | -6486 | -6461 | -6434 | -6405 | -6376 | -6341 | -6299 | -6251 | -6210 | -6181 | -6174 | -6183 | -6200 | -6222 | -6245 | -6263 | -6278 | -6288 | -6288 | -6280 | -6264 | -6238 | -6208 | -6185 | -6168 | -6147 | -6121 | -6090 | -6057 | -6026 | -5998 | -5976 | -5965 | -5964 | -5968 | -5973 | -5974 | -5973 | -5977 | -5987 | -6003 | -6023 | -6050 | -6085 | -6122 | -6160 | -6194 | -6228 | -6263 | -6304 | -6355 | -6412 | -6473 | -6532 | -6591 | -6642 | -6678 | -6701 | -6709 | -6708 | -6702 | -6691 | -6674 | -6650 | -6620 | -6588 | -6556 | -6526 | -6498 | -6474 | -6459 | -6454 | -6453 | -6455 | -6462 | -6469 | -6473 | -6474 | -6472 | -6466 | -6448 | -6418 | -6373 | -6314 | -6248 | -6181 | -6109 | -6031 | -5956 | -5882 | -5802 | -5713 | -5623 | -5536 | -5447 | -5348 | -5248 | -5140 | -5030 | -4920 | -4816 | -4722 | -4639 | -4569 | -4512 | -4463 | -4425 | -4418 | -4439 | -4474 | -4514 | -4559 | -4603 | -4649 | -4703 | -4762 | -4818 | -4865 | -4904 | -4937 | -4960 | -4974 | -4981 | -4981 | -4971 | -4947 | -4914 | -4884 | -4889 | -4930 | -5006 | -5096 | -5180 | -5262 | -5349 | -5444 | -5541 | -5636 | -5728 | -5820 | -5915 | -6017 | -6122 | -6231 | -6354 | -6491 | -6634 | -6782 | -6935 | -7095 | -7260 | -7419 | -7543 | -7625 | -7653 | -7640 | -7610 | -7571 | -7527 | -7479 | -7431 | -7387 | -7346 | -7308 | -7271 | -7231 | -7198 | -7178 | -7160 | -7145 | -7136 | -7132 | -7134 | -7144 | -7157 | -7168 | -7163 | -7156 | -7146 | -7132 | -7117 | -7100 | -7081 | -7059 | -7033 | -7003 | -6967 | -6926 | -6876 | -6822 | -6765 | -6686 | -6604 | -6530 | -6467 | -6411 | -6355 | -6295 | -6232 | -6163 | -6094 | -6023 | -5953 | -5867 | -5770 | -5670 | -5571 | -5476 | -5387 | -5301 | -5220 | -5145 | -5079 | -5022 | -4972 | -4936 | -4901 | -4855 | -4795 | -4726 | -4653 | -4582 | -4519 | -4470 | -4431 | -4398 | -4387 | -4405 | -4442 | -4487 | -4535 | -4582 | -4629 | -4679 | -4731 | -4785 | -4839 | -4891 | -4931 | -4966 | -5003 | -5044 | -5087 | -5132 | -5175 | -5215 | -5248 | -5276 | -5294 | -5304 | -5300 | -5287 | -5271 | -5250 | -5224 | -5193 | -5157 | -5120 | -5082 | -5047 | -5014 | -4986 | -4957 | -4918 | -4874 | -4825 | -4774 | -4724 | -4678 | -4638 | -4599 | -4562 | -4547 | -4553 | -4581 | -4628 | -4679 | -4733 | -4788 | -4842 | -4893 | -4938 | -4976 | -5008 | -5036 | -5059 | -5086 | -5135 | -5191 | -5244 | -5296 | -5342 | -5381 | -5416 | -5448 | -5473 | -5499 | -5522 | -5542 | -5558 | -5574 | -5595 | -5629 | -5679 | -5751 | -5847 | -5965 | -6095 | -6231 | -6366 | -6488 | -6582 | -6668 | -6754 | -6836 | -6918 | -6999 | -7077 | -7151 | -7230 | -7317 | -7410 | -7506 | -7602 | -7696 | -7788 | -7873 | -7951 | -8018 | -8071 | -8110 | -8142 | -8169 | -8191 | -8215 | -8244 | -8274 | -8306 | -8338 | -8371 | -8405 | -8442 | -8483 | -8523 | -8557 | -8582 | -8601 | -8617 | -8635 | -8655 | -8673 | -8688 | -8699 | -8704 | -8703 | -8700 | -8693 | -8688 | -8687 | -8686 | -8679 | -8666 | -8649 | -8629 | -8602 | -8569 | -8531 | -8491 | -8459 | -8441 | -8436 | -8441 | -8448 | -8457 | -8470 | -8488 | -8512 | -8540 | -8565 | -8584 | -8595 | -8597 | -8591 | -8589 | -8593 | -8601 | -8613 | -8631 | -8658 | -8690 | -8724 | -8755 | -8762 | -8746 | -8698 | -8620 | -8529 | -8427 | -8315 | -8194 | -8067 | -7940 | -7820 | -7711 | -7614 | -7527 | -7449 | -7366 | -7282 | -7196 | -7109 | -7016 | -6918 | -6817 | -6716 | -6618 | -6533 | -6459 | -6406 | -6369 | -6334 | -6305 | -6279 | -6257 | -6238 | -6218 | -6196 | -6172 | -6146 | -6120 | -6094 | -6072 | -6053 | -6040 | -6034 | -6037 | -6049 | -6068 | -6092 | -6119 | -6148 | -6183 | -6219 | -6257 | -6296 | -6330 | -6359 | -6383 | -6400 | -6411 | -6419 | -6426 | -6436 | -6450 | -6466 | -6487 | -6508 | -6527 | -6544 | -6559 | -6572 | -6584 | -6598 | -6615 | -6614 | -6596 | -6561 | -6518 | -6469 | -6415 | -6360 | -6308 | -6261 | -6219 | -6175 | -6130 | -6082 | -6032 | -5988 | -5945 | -5900 | -5853 | -5800 | -5740 | -5670 | -5590 | -5502 | -5412 | -5342 | -5288 | -5250 | -5222 | -5200 | -5183 | -5170 | -5158 | -5145 | -5135 | -5132 | -5136 | -5143 | -5150 | -5152 | -5159 | -5173 | -5189 | -5208 | -5234 | -5268 | -5309 | -5354 | -5394 | -5420 | -5441 | -5463 | -5492 | -5525 | -5563 | -5598 | -5631 | -5667 | -5702 | -5732 | -5757 | -5782 | -5807 | -5829 | -5848 | -5868 | -5890 | -5912 | -5932 | -5949 | -5963 | -5977 | -5996 | -6020 | -6046 | -6074 | -6094 | -6101 | -6097 | -6089 | -6075 | -6053 | -6024 | -5992 | -5959 | -5919 | -5874 | -5832 | -5789 | -5743 | -5699 | -5658 | -5616 | -5569 | -5518 | -5462 | -5400 | -5337 | -5276 | -5219 | -5163 | -5115 | -5068 | -5021 | -4978 | -4939 | -4908 | -4884 | -4866 | -4856 | -4852 | -4847 | -4851 | -4858 | -4861 | -4862 | -4860 | -4864 | -4881 | -4913 | -4951 | -4969 | -4971 | -4953 | -4929 | -4900 | -4870 | -4836 | -4798 | -4754 | -4700 | -4635 | -4563 | -4485 | -4407 | -4335 | -4252 | -4158 | -4055 | -3948 | -3841 | -3731 | -3611 | -3482 | -3354 | -3240 | -3132 | -3024 | -2964 | -2964 | -2964 | -2964 | -2964 | -2964 | -2964 | -2964 | -2964 | -2964 | -2964 | -2964 | -2964 | -2964 | -2964 | -2964 | -2964 | -2964 | -2964 | -2964 | -2964 | -2964 | -2964 | -2964 | -2964 | -2964 | -2964 | -2964 | -2964 | -2964 | -2964 | -2964 | -2964 | -2964 | -2964 | -2964 | -2964 | -2964 | -2964 | -2964 | -2964 | -2964 | -2964 | -2964 | -2964 | -2964 | -2964 | -2964 | -2964 | -2964 | -2964 | -2964 | -2964 | -2964 | -2964 | -2964 | -2964 | -2964 | -2964 | -2964 | -2964 | -2964 | -2964 | -2964 | -2964 | -2964 | -2964 | -2964 | -2964 | -2964 | -2964 | -2964 | -2964 | -2964 | -2964 | -2964 | -2964 | -2964 | -2964 | -2964 | -2964 | -2964 | -2964 | -2964 | -2964 | -2964 | -2964 | -2964 | -2964 | -2964 | -2964 | -2964 | -2964 | -2964 | -2964 | -2964 | -2964 | -2964 | -2964 | -2964 | -2964 | -2964 | -2964 | -2964 | -2964 | -2964 | -2964 | -2964 | -2964 | -2964 | -2964 | -2964 | -2964 | -2964 | -2964 | -2964 | -2964 | -2964 | -2964 | -2964 | -2964 | -2964 | -2964 | -2964 | -2964 | -2964 | -2964 | -2964 | -2964 | -2964 | -2964 | -2964 | -2964 | -2964 | -2964 | -2964 | -2964 | -2964 | -2964 | -2964 | -2964 | -2964 | -2964 | -2964 | -2964 | -2964 | -2964 | -2964 | -2964 | -2964 | -2964 | -2964 | -2964 | -2964 | -2964 | -2964 | -2964 | -2964 | -2964 | -2964 | -2964 | -2964 | -2964 | -2964 | -2964 | -2964 | -2964 | -2964 | -2964 | -2964 | -2964 | -2964 | -2964 | -2964 | -2964 | -2964 | -2964 | -2964 | -2964 | -2964 | -2964 | -2964 | -2964 | -2964 | -2964 | -2964 | -2964 | -2964 | -2964 | -2964 | -2964 | -2964 | -2964 | -2964 | -2964 | -2964 | -2964 | -2964 | -2964 | -2964 | -2964 | -2964 | -2964 | -2964 | -2964 | -2964 | -2964 | -2964 | -2964 | -2964 | -2964 | -2964 | -2964 | -2964 | -2964 | -2964 | -2964 | -2964 | -2964 | -2964 | -2964 | -2964 | -2964 | -2964 | -2964 | -2964 | -2964 | -2964 | -2964 | -2964 | -2964 | -2964 | -2964 | -2964 | -2964 | -2964 | -2964 | -2964 | -2964 | -2964 | -2964 | -2964 | -2964 | -2964 | -2964 | -2964 | -2964 | -2964 | -2964 | -2964 | -2964 | -2964 | -2964 | -2964 | -2964 | -2964 | -2964 | -2964 | -2964 | -2964 | -3007 | -3164 | -3306 | -3433 | -3549 | -3656 | -3754 | -3849 | -3936 | -4012 | -4078 | -4138 | -4196 | -4257 | -4323 | -4399 | -4491 | -4584 | -4677 | -4764 | -4845 | -4921 | -4996 | -5070 | -5143 | -5204 | -5246 | -5271 | -5285 | -5291 | -5291 | -5281 | -5266 | -5246 | -5222 | -5193 | -5157 | -5112 | -5060 | -5006 | -4940 | -4859 | -4765 | -4665 | -4562 | -4455 | -4345 | -4232 | -4118 | -4012 | -3910 | -3817 | -3701 | -3571 | -3433 | -3284 | -3130 | -2973 | -2964 | -2964 | -2964 | -2964 | -2964 | -2964 | -2964 | -2964 | -2964 | -2964 | -2964 | -2964 | -2964 | -2964 | -2964 | -2964 | -2964 | -2964 | -2964 | -2964 | -2964 | -2964 | -2964 | -2964 | -2964 | -2964 | -2964 | -2964 | -2964 | -2964 | -2964 | -2964 | -2964 | -2964 | -2964 | -2964 | -2964 | -2964 | -2964 | -2964 | -2964 | -2964 | -2989 | -3071 | -3147 | -3218 | -3282 | -3340 | -3391 | -3434 | -3470 | -3500 | -3524 | -3552 | -3588 | -3622 | -3653 | -3685 | -3718 | -3751 | -3786 | -3819 | -3851 | -3878 | -3894 | -3883 | -3845 | -3790 | -3725 | -3652 | -3569 | -3476 | -3378 | -3275 | -3166 | -3052 | -2964 | -2964 | -2964 | -2964 | -2964 | -2964 | -2964 | -2964 | -2964 | -2964 | -2964 | -2964 | -2964 | -2964 | -2964 | -2964 | -2964 | -2964 | -2964 | -2964 | -2964 | -2964 | -2964 | -2964 | -2964 | -2964 | -2964 | -2964 | -2964 | -2964 | -2964 | -2964 | -2964 | -2964 | -2964 | -2964 | -2964 | -2964 | -2964 | -2964 | -2964 | -2964 | -2964 | -2964 | -2964 | -2964 | -2964 | -2964 | -2964 | -2964 | -2964 | -2964 | -2964 | -2964 | -2964 | -2964 | -2964 | -2964 | -2964 | -2964 | -2964 | -2964 | -2964 | -2964 | -2964 | -2964 | -2964 | -2964 | -2964 | -2964 | -2964 | -2964 | -2964 | -2964 | -2964 | -2964 | -2964 | -2964 | -2964 | -2964 | -2964 | -2964 | -2964 | -2964 | -2964 | -2964 | -2964 | -2964 | -2964 | -2964 | -2964 | -2964 | -2964 | -2964 | -2964 | -2964 | -2964 | -3063 | -3190 | -3297 | -3386 | -3463 | -3530 | -3589 | -3646 | -3702 | -3755 | -3792 | -3820 | -3828 | -3821 | -3808 | -3791 | -3764 | -3724 | -3676 | -3622 | -3564 | -3504 | -3445 | -3384 | -3332 | -3300 | -3281 | -3268 | -3257 | -3248 | -3238 | -3223 | -3201 | -3173 | -3145 | -3119 | -3105 | -3101 | -3099 | -3099 | -3104 | -3114 | -3130 | -3149 | -3172 | -3203 | -3240 | -3281 | -3319 | -3348 | -3371 | -3391 | -3410 | -3426 | -3439 | -3450 | -3459 | -3467 | -3475 | -3487 | -3503 | -3519 | -3533 | -3546 | -3561 | -3580 | -3597 | -3611 | -3624 | -3630 | -3627 | -3619 | -3615 | -3610 | -3603 | -3597 | -3591 | -3587 | -3588 | -3593 | -3602 | -3614 | -3622 | -3629 | -3629 | -3623 | -3612 | -3596 | -3570 | -3535 | -3498 | -3462 | -3425 | -3387 | -3348 | -3306 | -3257 | -3202 | -3149 | -3097 | -3049 | -3005 | -2966 | -2964 | -2964 | -2964 | -2964 | -2964 | -2964 | -2964 | -2964 | -2964 | -2964 | -2964 | -2964 | -2964 | -2964 | -2964 | -2964 | -2964 | -2964 | -2964 | -2964 | -2964 | -2964 | -2964 | -2964 | -2964 | -2968 | -2980 | -2983 | -2985 | -2981 | -2977 | -2977 | -2973 | -2966 | -2965 | -2971 | -2985 | -3007 | -3034 | -3066 | -3102 | -3130 | -3151 | -3173 | -3194 | -3217 | -3240 | -3262 | -3285 | -3311 | -3341 | -3385 | -3438 | -3509 | -3593 | -3679 | -3768 | -3868 | -3974 | -4082 | -4188 | -4293 | -4398 | -4501 | -4602 | -4702 | -4805 | -4908 | -5012 | -5117 | -5225 | -5335 | -5445 | -5555 | -5665 | -5782 | -5898 | -6008 | -6117 | -6231 | -6347 | -6460 | -6567 | -6667 | -6759 | -6840 | -6911 | -6980 | -7047 | -7114 | -7184 | -7252 | -7314 | -7367 | -7407 | -7435 | -7451 | -7457 | -7452 | -7443 | -7431 | -7415 | -7389 | -7356 | -7319 | -7279 | -7238 | -7198 | -7159 | -7125 | -7091 | -7051 | -7003 | -6937 | -6854 | -6772 | -6695 | -6623 | -6559 | -6505 | -6460 | -6422 | -6392 | -6365 | -6340 | -6316 | -6288 | -6256 | -6224 | -6197 | -6172 | -6151 | -6132 | -6117 | -6105 | -6091 | -6077 | -6078 | -6091 | -6101 | -6107 | -6112 | -6116 | -6115 | -6109 | -6098 | -6078 | -6043 | -6001 | -5954 | -5902 | -5843 | -5773 | -5689 | -5597 | -5495 | -5384 | -5265 | -5141 | -5024 | -4913 | -4810 | -4708 | -4607 | -4505 | -4397 | -4284 | -4166 | -4049 | -3936 | -3833 | -3743 | -3657 | -3578 | -3501 | -3434 | -3377 | -3334 | -3306 | -3295 | -3305 | -3331 | -3366 | -3405 | -3448 | -3485 | -3518 | -3552 | -3590 | -3635 | -3687 | -3747 | -3812 | -3881 | -3954 | -4029 | -4106 | -4184 | -4268 | -4354 | -4432 | -4501 | -4558 | -4601 | -4629 | -4643 | -4648 | -4650 | -4648 | -4647 | -4644 | -4636 | -4620 | -4593 | -4556 | -4505 | -4440 | -4361 | -4269 | -4183 | -4113 | -4060 | -4020 | -3989 | -3966 | -3951 | -3945 | -3953 | -3977 | -4018 | -4071 | -4128 | -4187 | -4239 | -4295 | -4359 | -4430 | -4506 | -4587 | -4675 | -4769 | -4869 | -4973 | -5071 | -5151 | -5210 | -5257 | -5298 | -5339 | -5382 | -5425 | -5463 | -5491 | -5506 | -5504 | -5488 | -5462 | -5440 | -5416 | -5387 | -5359 | -5337 | -5322 | -5311 | -5304 | -5306 | -5309 | -5307 | -5305 | -5307 | -5310 | -5310 | -5305 | -5290 | -5268 | -5238 | -5199 | -5155 | -5117 | -5095 | -5086 | -5075 | -5059 | -5045 | -5033 | -5021 | -5010 | -5004 | -5002 | -5001 | -5005 | -5018 | -5037 | -5060 | -5086 | -5118 | -5157 | -5202 | -5250 | -5302 | -5360 | -5425 | -5495 | -5567 | -5641 | -5725 | -5818 | -5912 | -6006 | -6097 | -6183 | -6265 | -6339 | -6406 | -6466 | -6526 | -6588 | -6648 | -6704 | -6756 | -6808 | -6856 | -6905 | -6954 | -7004 | -7055 | -7107 | -7158 | -7207 | -7252 | -7296 | -7339 | -7382 | -7426 | -7471 | -7517 | -7565 | -7612 | -7656 | -7701 | -7745 | -7783 | -7811 | -7835 | -7855 | -7871 | -7883 | -7893 | -7899 | -7899 | -7890 | -7872 | -7854 | -7853 | -7854 | -7849 | -7839 | -7830 | -7833 | -7846 | -7866 | -7888 | -7914 | -7929 | -7912 | -7870 | -7792 | -7702 | -7611 | -7522 | -7437 | -7357 | -7278 | -7203 | -7129 | -7058 | -6995 | -6928 | -6855 | -6783 | -6713 | -6648 | -6577 | -6501 | -6425 | -6354 | -6286 | -6221 | -6167 | -6116 | -6075 | -6031 | -5981 | -5930 | -5878 | -5822 | -5764 | -5705 | -5648 | -5594 | -5539 | -5488 | -5439 | -5388 | -5336 | -5278 | -5212 | -5143 | -5073 | -5000 | -4925 | -4850 | -4782 | -4736 | -4717 | -4712 | -4720 | -4736 | -4762 | -4793 | -4825 | -4858 | -4893 | -4930 | -4962 | -4977 | -4991 | -5010 | -5032 | -5056 | -5083 | -5109 | -5128 | -5141 | -5152 | -5172 | -5205 | -5242 | -5289 | -5344 | -5396 | -5438 | -5470 | -5494 | -5514 | -5532 | -5547 | -5561 | -5579 | -5618 | -5666 | -5717 | -5771 | -5827 | -5883 | -5942 | -6004 | -6074 | -6151 | -6226 | -6266 | -6275 | -6244 | -6199 | -6147 | -6090 | -6032 | -5977 | -5926 | -5880 | -5836 | -5793 | -5752 | -5706 | -5651 | -5589 | -5521 | -5450 | -5379 | -5310 | -5243 | -5175 | -5104 | -5031 | -4969 | -4926 | -4886 | -4833 | -4783 | -4739 | -4702 | -4672 | -4649 | -4631 | -4613 | -4593 | -4570 | -4527 | -4471 | -4413 | -4356 | -4303 | -4256 | -4212 | -4168 | -4126 | -4089 | -4059 | -4036 | -4009 | -3991 | -3981 | -3964 | -3938 | -3901 | -3855 | -3799 | -3736 | -3675 | -3617 | -3565 | -3510 | -3454 | -3396 | -3333 | -3259 | -3172 | -3077 | -2979 | -2964 | -2964 | -2964 | -2964 | -2964 | -2964 | -2964 | -2964 | -2964 | -2964 | -2964 | -2964 | -2964 | -2964 | -2964 | -2964 | -2964 | -2964 | -2964 | -2964 | -2964 | -2964 | -2964 | -2964 | -2964 | -2964 | -2964 | -2964 | -2964 | -2964 | -2964 | -2964 | -3019 | -3134 | -3245 | -3350 | -3446 | -3530 | -3605 | -3677 | -3760 | -3847 | -3932 | -4013 | -4093 | -4175 | -4263 | -4356 | -4450 | -4546 | -4634 | -4687 | -4712 | -4706 | -4683 | -4647 | -4603 | -4553 | -4498 | -4438 | -4373 | -4300 | -4220 | -4134 | -4039 | -3929 | -3812 | -3693 | -3576 | -3461 | -3345 | -3231 | -3123 | -3018 | -2964 | -2964 | -2964 | -2964 | -2964 | -2964 | -2964 | -2964 | -2964 | -2964 | -2964 | -2964 | -2964 | -2964 | -2964 | -2964 | -2964 | -2964 | -2964 | -2964 | -2964 | -2964 | -2964 | -2964 | -2964 | -2964 | -2964 | -2964 | -2964 | -2964 | -2964 | -2964 | -2964 | -2964 | -2964 | -2964 | -2964 | -2964 | -2964 | -2964 | -2964 | -2964 | -2964 | -2964 | -2964 | -2964 | -2964 | -2964 | -2964 | -2964 | -2964 | -2964 | -2964 | -2964 | -2964 | -2964 | -2964 | -2964 | -2964 | -2964 | -2964 | -2964 | -2964 | -2964 | -2964 | -2964 | -2964 | -2964 | -2964 | -2964 | -2964 | -2964 | -2964 | -2964 | -2964 | -2964 | -2964 | -2964 | -2964 | -2964 | -2964 | -2964 | -2964 | -2964 | -2964 | -2964 | -2964 | -2964 | -2964 | -2964 | -2964 | -2964 | -2964 | -2964 | -2964 | -2964 | -2964 | -2964 | -2964 | -2964 | -2964 | -2964 | -2964 | -2964 | -2964 | -2964 | -2964 | -2964 | -2964 | -2964 | -2964 | -2964 | -2964 | -2964 | -2964 | -2964 | -2964 | -2964 | -2964 | -2964 | -2964 | -2964 | -2964 | -2964 | -2964 | -2964 | -2964 | -2964 | -2964 | -2964 | -2964 | -2964 | -2964 | -2964 | -2964 | -2964 | -2964 | -2964 | -2964 | -2964 | -2964 | -2964 | -2964 | -2964 | -2964 | -2964 | -2964 | -2964 | -2964 | -2964 | -2964 | -2964 | -2964 | -2964 | -2964 | -2964 | -2964 | -2964 | -2964 | -2964 | -2964 | -2964 | -2964 | -2964 | -2964 | -2964 | -2964 | -2964 | -2964 | -2964 | -2964 | -2964 | -2964 | -2964 | -2964 | -2964 | -2964 | -2964 | -2964 | -2964 | -2964 | -2964 | -2964 | -2964 | -2964 | -2964 | -2964 | -2964 | -2964 | -2964 | -2964 | -2964 | -2964 | -2964 | -2964 | -2964 | -2964 | -2964 | -2964 | -2964 | -2964 | -2964 | -2964 | -2964 | -2964 | -2964 | -2964 | -2964 | -2964 | -2964 | -2964 | -2964 | -3008 | -3164 | -3310 | -3449 | -3578 | -3700 | -3816 | -3931 | -4047 | -4156 | -4256 | -4344 | -4417 | -4474 | -4514 | -4542 | -4565 | -4597 | -4630 | -4654 | -4668 | -4675 | -4679 | -4686 | -4697 | -4712 | -4730 | -4751 | -4775 | -4778 | -4758 | -4709 | -4646 | -4589 | -4541 | -4508 | -4486 | -4475 | -4471 | -4474 | -4478 | -4481 | -4490 | -4504 | -4522 | -4540 | -4554 | -4563 | -4563 | -4557 | -4546 | -4529 | -4509 | -4509 | -4535 | -4594 | -4673 | -4750 | -4815 | -4862 | -4895 | -4916 | -4930 | -4940 | -4951 | -4959 | -4957 | -4948 | -4933 | -4917 | -4901 | -4889 | -4877 | -4867 | -4859 | -4852 | -4846 | -4833 | -4807 | -4762 | -4700 | -4627 | -4554 | -4482 | -4415 | -4352 | -4291 | -4233 | -4176 | -4123 | -4084 | -4057 | -4043 | -4038 | -4038 | -4040 | -4045 | -4054 | -4066 | -4081 | -4096 | -4104 | -4101 | -4099 | -4108 | -4123 | -4134 | -4137 | -4133 | -4118 | -4095 | -4066 | -4038 | -4021 | -4008 | -3992 | -3972 | -3949 | -3932 | -3918 | -3908 | -3903 | -3902 | -3906 | -3917 | -3928 | -3942 | -3957 | -3967 | -3975 | -3981 | -3988 | -3995 | -4003 | -4013 | -4025 | -4041 | -4072 | -4116 | -4163 | -4215 | -4273 | -4332 | -4393 | -4458 | -4523 | -4586 | -4648 | -4706 | -4760 | -4798 | -4803 | -4774 | -4716 | -4637 | -4546 | -4454 | -4362 | -4271 | -4180 | -4095 | -4002 | -3885 | -3761 | -3630 | -3494 | -3358 | -3222 | -3086 | -2964 | -2964 | -2964 | -2964 | -2964 | -2964 | -2964 | -2964 | -2964 | -2964 | -2964 | -2964 | -2964 | -2964 | -2964 | -2964 | -2964 | -2964 | -2964 | -2964 | -2964 | -2964 | -2964 | -2964 | -2964 | -2964 | -2964 | -2964 | -2976 | -3002 | -3000 | -2980 | -2964 | -2964 | -2964 | -2964 | -2964 | -2964 | -2964 | -2964 | -2964 | -2964 | -2964 | -2964 | -2964 | -2964 | -2964 | -2964 | -2964 | -2964 | -2964 | -2964 | -2964 | -2964 | -2964 | -2964 | -2964 | -2964 | -2964 | -2964 | -2964 | -2964 | -2964 | -2964 | -2964 | -2964 | -2964 | -2964 | -2964 | -2964 | -2964 | -2964 | -2964 | -2964 | -2964 | -2964 | -2964 | -2964 | -2964 | -2964 | -2964 | -2964 | -2964 | -2964 | -2964 | -2964 | -2964 | -2964 | -2964 | -2964 | -3006 | -3082 | -3154 | -3222 | -3286 | -3348 | -3411 | -3475 | -3541 | -3607 | -3672 | -3729 | -3772 | -3802 | -3834 | -3875 | -3922 | -3970 | -4015 | -4056 | -4100 | -4150 | -4211 | -4278 | -4339 | -4395 | -4448 | -4500 | -4549 | -4591 | -4622 | -4636 | -4635 | -4617 | -4597 | -4577 | -4564 | -4558 | -4556 | -4556 | -4558 | -4565 | -4576 | -4590 | -4603 | -4614 | -4609 | -4597 | -4588 | -4584 | -4583 | -4586 | -4597 | -4617 | -4651 | -4701 | -4764 | -4841 | -4919 | -4990 | -5050 | -5100 | -5141 | -5179 | -5215 | -5244 | -5269 | -5290 | -5307 | -5325 | -5356 | -5390 | -5421 | -5449 | -5473 | -5490 | -5504 | -5515 | -5520 | -5521 | -5521 | -5522 | -5524 | -5521 | -5516 | -5506 | -5493 | -5478 | -5460 | -5443 | -5426 | -5407 | -5384 | -5361 | -5342 | -5313 | -5275 | -5233 | -5195 | -5169 | -5152 | -5143 | -5135 | -5126 | -5115 | -5098 | -5078 | -5057 | -5031 | -4986 | -4933 | -4882 | -4838 | -4797 | -4756 | -4724 | -4702 | -4682 | -4642 | -4602 | -4573 | -4554 | -4537 | -4516 | -4489 | -4458 | -4424 | -4392 | -4358 | -4325 | -4303 | -4304 | -4335 | -4402 | -4478 | -4545 | -4596 | -4637 | -4673 | -4696 | -4709 | -4720 | -4758 | -4809 | -4854 | -4889 | -4917 | -4936 | -4947 | -4949 | -4942 | -4925 | -4896 | -4857 | -4806 | -4737 | -4650 | -4545 | -4426 | -4300 | -4172 | -4039 | -3902 | -3763 | -3623 | -3484 | -3329 | -3168 | -3012 | -2964 | -2964 | -2964 | -2964 | -2964 | -2964 | -2964 | -2964 | -2964 | -2964 | -2964 | -2964 | -2964 | -2964 | -2964 | -2964 | -2964 | -2964 | -2964 | -2964 | -2964 | -2964 | -2964 | -2964 | -2964 | -2964 | -2964 | -2964 | -2964 | -2964 | -2964 | -2964 | -2964 | -2964 | -2964 | -2964 | -2964 | -2964 | -2964 | -2964 | -2964 | -2964 | -2964 | -2964 | -2964 | -2964 | -2964 | -2964 | -2964 | -2964 | -2964 | -3047 | -3176 | -3307 | -3440 | -3573 | -3706 | -3834 | -3951 | -4049 | -4131 | -4201 | -4269 | -4335 | -4399 | -4460 | -4518 | -4573 | -4627 | -4684 | -4739 | -4795 | -4854 | -4920 | -4992 | -5067 | -5145 | -5224 | -5305 | -5388 | -5472 | -5550 | -5603 | -5646 | -5656 | -5640 | -5610 | -5569 | -5517 | -5454 | -5383 | -5304 | -5223 | -5136 | -5054 | -4979 | -4906 | -4828 | -4743 | -4648 | -4545 | -4438 | -4331 | -4224 | -4116 | -4013 | -3921 | -3836 | -3758 | -3667 | -3561 | -3449 | -3336 | -3225 | -3121 | -3029 | -2964 | -2964 | -2964 | -2964 | -2964 | -2964 | -2964 | -2964 | -2964 | -2964 | -2964 | -2964 | -2964 | -2964 | -2964 | -2964 | -2964 | -2964 | -2964 | -2964 | -2964 | -2964 | -2964 | -2964 | -2964 | -2964 | -2964 | -2964 | -2964 | -2964 | -2964 | -2964 | -2964 | -2964 | -2964 | -2964 | -2965 | -3128 | -3289 | -3438 | -3573 | -3714 | -3859 | -4000 | -4136 | -4262 | -4374 | -4467 | -4547 | -4625 | -4691 | -4742 | -4780 | -4796 | -4787 | -4753 | -4696 | -4616 | -4516 | -4405 | -4292 | -4190 | -4104 | -4030 | -3968 | -3908 | -3853 | -3800 | -3747 | -3694 | -3641 | -3588 | -3540 | -3495 | -3448 | -3409 | -3375 | -3347 | -3334 | -3339 | -3362 | -3400 | -3451 | -3508 | -3567 | -3619 | -3634 | -3628 | -3596 | -3531 | -3438 | -3327 | -3205 | -3077 | -2964 | -2964 | -2964 | -2964 | -2964 | -2964 | -2964 | -2964 | -2964 | -2964 | -2964 | -2964 | -2964 | -2964 | -2964 | -2964 | -2964 | -2964 | -2964 | -2964 | -2964 | -2964 | -2964 | -2964 | -2964 | -2964 | -2964 | -2964 | -2964 | -2964 | -2964 | -2964 | -2964 | -2964 | -2964 | -2964 | -2964 | -2964 | -2964 | -2964 | -2964 | -2964 | -2964 | -2964 | -2964 | -2964 | -2964 | -2964 | -2964 | -2964 | -2964 | -2964 | -2964 | -2964 | -3042 | -3147 | -3254 | -3364 | -3478 | -3594 | -3714 | -3837 | -3962 | -4090 | -4229 | -4368 | -4507 | -4647 | -4777 | -4893 | -4995 | -5086 | -5169 | -5247 | -5332 | -5435 | -5541 | -5645 | -5745 | -5841 | -5933 | -6019 | -6098 | -6173 | -6246 | -6319 | -6396 | -6476 | -6554 | -6628 | -6695 | -6756 | -6812 | -6863 | -6910 | -6951 | -6986 | -7016 | -7050 | -7089 | -7124 | -7157 | -7190 | -7224 | -7260 | -7298 | -7339 | -7382 | -7425 | -7464 | -7499 | -7532 | -7566 | -7601 | -7628 | -7652 | -7676 | -7704 | -7737 | -7774 | -7815 | -7860 | -7901 | -7932 | -7963 | -7995 | -8028 | -8060 | -8091 | -8120 | -8142 | -8159 | -8174 | -8191 | -8215 | -8246 | -8282 | -8316 | -8361 | -8416 | -8476 | -8537 | -8596 | -8655 | -8716 | -8777 | -8835 | -8904 | -8985 | -9074 | -9167 | -9266 | -9367 | -9472 | -9585 | -9704 | -9825 | -9944 | -10054 | -10152 | -10232 | -10296 | -10335 | -10357 | -10370 | -10380 | -10390 | -10400 | -10409 | -10418 | -10432 | -10448 | -10454 | -10452 | -10445 | -10434 | -10424 | -10416 | -10408 | -10399 | -10386 | -10370 | -10355 | -10344 | -10342 | -10350 | -10359 | -10364 | -10367 | -10367 | -10363 | -10358 | -10351 | -10345 | -10349 | -10360 | -10377 | -10401 | -10431 | -10466 | -10507 | -10548 | -10591 | -10633 | -10674 | -10717 | -10762 | -10806 | -10853 | -10894 | -10928 | -10944 | -10942 | -10927 | -10904 | -10876 | -10843 | -10813 | -10795 | -10785 | -10773 | -10765 | -10758 | -10752 | -10742 | -10728 | -10709 | -10687 | -10665 | -10647 | -10630 | -10614 | -10599 | -10584 | -10570 | -10559 | -10541 | -10518 | -10495 | -10472 | -10453 | -10436 | -10431 | -10428 | -10421 | -10412 | -10405 | -10398 | -10392 | -10389 | -10388 | -10393 | -10398 | -10401 | -10404 | -10407 | -10413 | -10412 | -10399 | -10379 | -10364 | -10355 | -10347 | -10344 | -10344 | -10350 | -10351 | -10345 | -10343 | -10343 | -10341 | -10335 | -10325 | -10315 | -10306 | -10302 | -10305 | -10315 | -10331 | -10354 | -10367 | -10372 | -10370 | -10367 | -10362 | -10353 | -10342 | -10327 | -10311 | -10290 | -10271 | -10249 | -10224 | -10197 | -10169 | -10141 | -10115 | -10089 | -10061 | -10026 | -9984 | -9935 | -9880 | -9818 | -9758 | -9699 | -9645 | -9590 | -9531 | -9467 | -9397 | -9324 | -9248 | -9174 | -9096 | -8996 | -8892 | -8784 | -8670 | -8555 | -8440 | -8323 | -8204 | -8087 | -7974 | -7864 | -7756 | -7646 | -7547 | -7472 | -7427 | -7388 | -7342 | -7287 | -7231 | -7181 | -7140 | -7105 | -7049 | -6975 | -6899 | -6819 | -6737 | -6648 | -6550 | -6447 | -6344 | -6245 | -6147 | -6045 | -5944 | -5844 | -5735 | -5615 | -5491 | -5385 | -5315 | -5278 | -5267 | -5273 | -5285 | -5295 | -5302 | -5314 | -5328 | -5342 | -5356 | -5370 | -5389 | -5418 | -5456 | -5499 | -5554 | -5622 | -5703 | -5796 | -5910 | -6043 | -6187 | -6338 | -6489 | -6630 | -6758 | -6872 | -6974 | -7069 | -7168 | -7263 | -7347 | -7421 | -7486 | -7540 | -7583 | -7606 | -7607 | -7589 | -7548 | -7485 | -7401 | -7300 | -7196 | -7110 | -7050 | -7012 | -6991 | -6987 | -7008 | -7051 | -7108 | -7169 | -7211 | -7246 | -7295 | -7358 | -7436 | -7528 | -7630 | -7746 | -7876 | -8016 | -8166 | -8324 | -8491 | -8665 | -8835 | -8981 | -9098 | -9185 | -9245 | -9278 | -9281 | -9253 | -9204 | -9157 | -9152 | -9164 | -9171 | -9177 | -9182 | -9186 | -9192 | -9196 | -9199 | -9200 | -9199 | -9199 | -9199 | -9199 | -9187 | -9145 | -9065 | -8945 | -8798 | -8635 | -8464 | -8295 | -8132 | -7982 | -7832 | -7681 | -7534 | -7383 | -7228 | -7060 | -6878 | -6691 | -6507 | -6329 | -6159 | -5997 | -5848 | -5715 | -5604 | -5533 | -5519 | -5564 | -5653 | -5776 | -5924 | -6087 | -6255 | -6407 | -6527 | -6634 | -6736 | -6834 | -6930 | -7032 | -7140 | -7249 | -7350 | -7446 | -7533 | -7612 | -7680 | -7739 | -7810 | -7910 | -8031 | -8175 | -8337 | -8506 | -8678 | -8852 | -9025 | -9192 | -9343 | -9487 | -9623 | -9755 | -9884 | -10011 | -10138 | -10267 | -10398 | -10531 | -10666 | -10799 | -10931 | -11055 | -11154 | -11214 | -11229 | -11198 | -11136 | -11060 | -10969 | -10862 | -10745 | -10630 | -10543 | -10466 | -10391 | -10319 | -10250 | -10185 | -10123 | -10063 | -10001 | -9934 | -9864 | -9792 | -9718 | -9646 | -9581 | -9527 | -9489 | -9466 | -9446 | -9423 | -9401 | -9378 | -9355 | -9338 | -9342 | -9339 | -9329 | -9314 | -9294 | -9267 | -9229 | -9181 | -9124 | -9060 | -8985 | -8894 | -8787 | -8669 | -8554 | -8450 | -8356 | -8271 | -8192 | -8115 | -8040 | -7968 | -7900 | -7815 | -7668 | -7502 | -7338 | -7171 | -7003 | -6832 | -6660 | -6489 | -6323 | -6165 | -6019 | -5891 | -5781 | -5685 | -5591 | -5485 | -5364 | -5232 | -5104 | -4991 | -4896 | -4820 | -4760 | -4728 | -4736 | -4769 | -4820 | -4884 | -4962 | -5056 | -5163 | -5282 | -5409 | -5544 | -5688 | -5840 | -5997 | -6159 | -6319 | -6473 | -6634 | -6795 | -6950 | -7095 | -7231 | -7357 | -7470 | -7569 | -7667 | -7759 | -7845 | -7928 | -8011 | -8101 | -8202 | -8312 | -8427 | -8541 | -8648 | -8742 | -8825 | -8899 | -8974 | -9056 | -9133 | -9194 | -9229 | -9239 | -9234 | -9222 | -9211 | -9215 | -9253 | -9302 | -9353 | -9408 | -9464 | -9516 | -9558 | -9589 | -9612 | -9626 | -9634 | -9643 | -9655 | -9672 | -9695 | -9723 | -9746 | -9763 | -9774 | -9776 | -9770 | -9761 | -9750 | -9747 | -9756 | -9766 | -9780 | -9796 | -9811 | -9819 | -9822 | -9822 | -9817 | -9815 | -9814 | -9815 | -9815 | -9812 | -9802 | -9790 | -9781 | -9790 | -9816 | -9846 | -9877 | -9905 | -9933 | -9952 | -9945 | -9934 | -9923 | -9911 | -9896 | -9874 | -9848 | -9821 | -9794 | -9766 | -9739 | -9710 | -9676 | -9636 | -9597 | -9561 | -9529 | -9505 | -9486 | -9472 | -9464 | -9458 | -9451 | -9437 | -9406 | -9362 | -9310 | -9257 | -9207 | -9166 | -9134 | -9107 | -9084 | -9064 | -9045 | -9028 | -9017 | -9015 | -9021 | -9034 | -9063 | -9109 | -9169 | -9243 | -9322 | -9402 | -9479 | -9548 | -9607 | -9662 | -9716 | -9765 | -9810 | -9855 | -9904 | -9954 | -10005 | -10059 | -10121 | -10183 | -10241 | -10296 | -10343 | -10382 | -10412 | -10436 | -10459 | -10484 | -10514 | -10550 | -10591 | -10632 | -10661 | -10686 | -10709 | -10730 | -10747 | -10753 | -10749 | -10739 | -10723 | -10704 | -10678 | -10652 | -10629 | -10606 | -10584 | -10568 | -10561 | -10559 | -10559 | -10558 | -10556 | -10553 | -10549 | -10548 | -10554 | -10560 | -10568 | -10577 | -10589 | -10605 | -10626 | -10651 | -10682 | -10716 | -10754 | -10792 | -10828 | -10865 | -10904 | -10942 | -10971 | -10990 | -11004 | -11017 | -11026 | -11030 | -11032 | -11041 | -11071 | -11112 | -11158 | -11207 | -11258 | -11315 | -11377 | -11440 | -11503 | -11563 | -11618 | -11669 | -11720 | -11770 | -11819 | -11863 | -11899 | -11927 | -11941 | -11943 | -11940 | -11937 | -11938 | -11942 | -11946 | -11945 | -11947 | -11953 | -11960 | -11960 | -11953 | -11941 | -11923 | -11904 | -11885 | -11868 | -11852 | -11835 | -11819 | -11804 | -11782 | -11751 | -11709 | -11656 | -11595 | -11530 | -11469 | -11405 | -11322 | -11236 | -11143 | -11043 | -10942 | -10850 | -10768 | -10694 | -10630 | -10573 | -10526 | -10481 | -10435 | -10390 | -10344 | -10287 | -10222 | -10158 | -10105 | -10064 | -10033 | -10012 | -9997 | -9992 | -9991 | -9992 | -9998 | -10007 | -10016 | -10020 | -10014 | -10002 | -9984 | -9962 | -9937 | -9917 | -9903 | -9895 | -9894 | -9905 | -9939 | -9988 | -10046 | -10108 | -10172 | -10234 | -10287 | -10329 | -10361 | -10392 | -10423 | -10454 | -10486 | -10522 | -10564 | -10611 | -10663 | -10719 | -10777 | -10837 | -10896 | -10954 | -11010 | -11070 | -11133 | -11197 | -11259 | -11314 | -11357 | -11390 | -11415 | -11450 | -11501 | -11550 | -11598 | -11646 | -11694 | -11741 | -11786 | -11829 | -11868 | -11902 | -11930 | -11952 | -11972 | -11987 | -11996 | -11993 | -11978 | -11947 | -11906 | -11862 | -11825 | -11799 | -11788 | -11779 | -11753 | -11717 | -11673 | -11621 | -11563 | -11497 | -11426 | -11349 | -11268 | -11181 | -11090 | -10994 | -10889 | -10778 | -10663 | -10553 | -10454 | -10381 | -10334 | -10306 | -10286 | -10268 | -10243 | -10201 | -10150 | -10101 | -10051 | -9999 | -9946 | -9896 | -9849 | -9805 | -9763 | -9727 | -9696 | -9668 | -9649 | -9638 | -9637 | -9649 | -9673 | -9702 | -9731 | -9758 | -9781 | -9802 | -9822 | -9847 | -9878 | -9908 | -9939 | -9974 | -10014 | -10057 | -10102 | -10150 | -10202 | -10257 | -10314 | -10375 | -10439 | -10504 | -10568 | -10623 | -10668 | -10701 | -10727 | -10752 | -10783 | -10818 | -10857 | -10898 | -10942 | -10989 | -11038 | -11092 | -11151 | -11213 | -11275 | -11344 | -11416 | -11490 | -11564 | -11638 | -11713 | -11789 | -11868 | -11943 | -11998 | -12035 | -12065 | -12093 | -12116 | -12136 | -12156 | -12194 | -12256 | -12327 | -12401 | -12476 | -12547 | -12616 | -12683 | -12742 | -12797 | -12845 | -12888 | -12926 | -12961 | -12992 | -13017 | -13042 | -13075 | -13108 | -13125 | -13127 | -13120 | -13106 | -13089 | -13077 | -13059 | -13042 | -13023 | -13004 | -12982 | -12956 | -12920 | -12875 | -12825 | -12774 | -12724 | -12673 | -12620 | -12568 | -12518 | -12477 | -12446 | -12439 | -12459 | -12496 | -12539 | -12585 | -12632 | -12664 | -12679 | -12690 | -12697 | -12702 | -12704 | -12709 | -12719 | -12734 | -12750 | -12768 | -12787 | -12810 | -12835 | -12865 | -12899 | -12932 | -12958 | -12975 | -12985 | -12990 | -12996 | -13002 | -13010 | -13020 | -13030 | -13048 | -13075 | -13109 | -13152 | -13203 | -13260 | -13317 | -13373 | -13431 | -13490 | -13547 | -13600 | -13647 | -13687 | -13726 | -13767 | -13812 | -13862 | -13915 | -13974 | -14037 | -14101 | -14152 | -14184 | -14202 | -14205 | -14196 | -14174 | -14140 | -14096 | -14050 | -14003 | -13952 | -13898 | -13843 | -13791 | -13740 | -13690 | -13644 | -13611 | -13583 | -13556 | -13527 | -13493 | -13455 | -13415 | -13385 | -13364 | -13345 | -13329 | -13318 | -13309 | -13299 | -13291 | -13284 | -13277 | -13272 | -13268 | -13264 | -13260 | -13259 | -13261 | -13266 | -13271 | -13277 | -13280 | -13285 | -13296 | -13310 | -13321 | -13322 | -13315 | -13304 | -13291 | -13275 | -13260 | -13247 | -13231 | -13213 | -13193 | -13168 | -13139 | -13104 | -13063 | -13015 | -12959 | -12899 | -12840 | -12784 | -12733 | -12685 | -12638 | -12589 | -12539 | -12488 | -12449 | -12417 | -12390 | -12365 | -12340 | -12315 | -12288 | -12261 | -12235 | -12208 | -12182 | -12159 | -12139 | -12120 | -12100 | -12080 | -12060 | -12043 | -12031 | -12022 | -12013 | -12006 | -12000 | -11984 | -11955 | -11926 | -11900 | -11878 | -11859 | -11844 | -11834 | -11826 | -11820 | -11815 | -11811 | -11803 | -11792 | -11782 | -11776 | -11775 | -11771 | -11762 | -11751 | -11741 | -11738 | -11741 | -11753 | -11781 | -11803 | -11811 | -11808 | -11807 | -11812 | -11819 | -11824 | -11827 | -11826 | -11826 | -11828 | -11834 | -11845 | -11863 | -11885 | -11912 | -11951 | -12001 | -12055 | -12106 | -12151 | -12191 | -12227 | -12269 | -12329 | -12402 | -12484 | -12566 | -12642 | -12715 | -12789 | -12863 | -12941 | -13018 | -13096 | -13174 | -13250 | -13322 | -13392 | -13459 | -13522 | -13578 | -13623 | -13661 | -13695 | -13726 | -13753 | -13781 | -13805 | -13830 | -13852 | -13870 | -13883 | -13891 | -13896 | -13895 | -13887 | -13871 | -13845 | -13806 | -13754 | -13683 | -13597 | -13496 | -13382 | -13259 | -13134 | -13005 | -12871 | -12733 | -12591 | -12430 | -12253 | -12067 | -11875 | -11679 | -11483 | -11293 | -11110 | -10938 | -10778 | -10631 | -10500 | -10385 | -10288 | -10210 | -10150 | -10106 | -10081 | -10075 | -10088 | -10119 | -10165 | -10222 | -10286 | -10349 | -10416 | -10486 | -10558 | -10626 | -10692 | -10754 | -10814 | -10869 | -10923 | -10973 | -11020 | -11063 | -11102 | -11139 | -11174 | -11209 | -11238 | -11259 | -11271 | -11275 | -11269 | -11253 | -11235 | -11234 | -11236 | -11230 | -11222 | -11214 | -11206 | -11197 | -11183 | -11165 | -11141 | -11111 | -11079 | -11049 | -11022 | -11000 | -10981 | -10963 | -10949 | -10945 | -10954 | -10973 | -11003 | -11037 | -11066 | -11070 | -11066 | -11067 | -11076 | -11095 | -11124 | -11162 | -11203 | -11245 | -11290 | -11340 | -11395 | -11451 | -11508 | -11565 | -11622 | -11686 | -11751 | -11811 | -11868 | -11923 | -11979 | -12039 | -12107 | -12181 | -12256 | -12329 | -12395 | -12453 | -12498 | -12533 | -12565 | -12595 | -12625 | -12654 | -12682 | -12708 | -12734 | -12759 | -12782 | -12799 | -12812 | -12826 | -12839 | -12851 | -12860 | -12866 | -12872 | -12895 | -12919 | -12941 | -12962 | -12983 | -13004 | -13025 | -13048 | -13075 | -13106 | -13134 | -13159 | -13179 | -13196 | -13210 | -13225 | -13243 | -13268 | -13294 | -13323 | -13357 | -13396 | -13437 | -13471 | -13485 | -13492 | -13503 | -13517 | -13534 | -13553 | -13574 | -13595 | -13615 | -13635 | -13657 | -13683 | -13715 | -13753 | -13797 | -13846 | -13893 | -13922 | -13936 | -13929 | -13906 | -13872 | -13834 | -13810 | -13826 | -13859 | -13899 | -13949 | -14008 | -14080 | -14161 | -14252 | -14346 | -14444 | -14545 | -14649 | -14753 | -14857 | -14960 | -15059 | -15158 | -15266 | -15371 | -15476 | -15581 | -15690 | -15801 | -15902 | -15964 | -16010 | -16048 | -16075 | -16090 | -16092 | -16081 | -16059 | -16028 | -15987 | -15936 | -15877 | -15810 | -15736 | -15654 | -15568 | -15481 | -15405 | -15348 | -15314 | -15296 | -15286 | -15274 | -15260 | -15252 | -15243 | -15236 | -15233 | -15236 | -15245 | -15259 | -15278 | -15306 | -15342 | -15389 | -15444 | -15505 | -15575 | -15652 | -15734 | -15813 | -15863 | -15888 | -15889 | -15870 | -15842 | -15816 | -15814 | -15841 | -15883 | -15930 | -15976 | -16019 | -16055 | -16089 | -16123 | -16155 | -16182 | -16204 | -16223 | -16242 | -16259 | -16274 | -16288 | -16304 | -16332 | -16365 | -16404 | -16450 | -16497 | -16542 | -16570 | -16582 | -16587 | -16588 | -16588 | -16589 | -16592 | -16596 | -16597 | -16594 | -16587 | -16578 | -16565 | -16546 | -16526 | -16503 | -16477 | -16451 | -16418 | -16382 | -16348 | -16316 | -16289 | -16269 | -16258 | -16251 | -16242 | -16230 | -16218 | -16205 | -16190 | -16175 | -16157 | -16141 | -16129 | -16121 | -16115 | -16112 | -16109 | -16108 | -16108 | -16108 | -16104 | -16104 | -16102 | -16099 | -16095 | -16091 | -16088 | -16087 | -16088 | -16092 | -16098 | -16107 | -16115 | -16127 | -16143 | -16161 | -16180 | -16201 | -16221 | -16242 | -16261 | -16279 | -16295 | -16309 | -16327 | -16347 | -16367 | -16388 | -16410 | -16430 | -16441 | -16439 | -16429 | -16414 | -16396 | -16375 | -16356 | -16337 | -16321 | -16307 | -16296 | -16290 | -16288 | -16289 | -16292 | -16298 | -16308 | -16324 | -16339 | -16352 | -16361 | -16367 | -16371 | -16376 | -16389 | -16413 | -16442 | -16477 | -16516 | -16560 | -16608 | -16658 | -16706 | -16747 | -16781 | -16806 | -16825 | -16842 | -16858 | -16873 | -16886 | -16896 | -16909 | -16920 | -16931 | -16945 | -16961 | -16976 | -16992 | -17010 | -17027 | -17043 | -17060 | -17075 | -17088 | -17102 | -17116 | -17135 | -17158 | -17187 | -17220 | -17255 | -17289 | -17320 | -17351 | -17382 | -17408 | -17426 | -17436 | -17444 | -17450 | -17457 | -17471 | -17495 | -17524 | -17558 | -17595 | -17632 | -17667 | -17701 | -17734 | -17767 | -17800 | -17831 | -17859 | -17888 | -17918 | -17951 | -17987 | -18024 | -18060 | -18095 | -18127 | -18151 | -18170 | -18187 | -18208 | -18233 | -18253 | -18265 | -18269 | -18266 | -18259 | -18248 | -18233 | -18214 | -18193 | -18168 | -18138 | -18103 | -18064 | -18021 | -17972 | -17919 | -17864 | -17814 | -17774 | -17741 | -17712 | -17687 | -17660 | -17617 | -17566 | -17513 | -17462 | -17416 | -17376 | -17343 | -17317 | -17296 | -17279 | -17267 | -17261 | -17260 | -17261 | -17265 | -17272 | -17285 | -17317 | -17363 | -17416 | -17474 | -17534 | -17591 | -17631 | -17654 | -17678 | -17700 | -17720 | -17738 | -17752 | -17761 | -17767 | -17770 | -17773 | -17777 | -17781 | -17787 | -17797 | -17811 | -17833 | -17862 | -17883 | -17895 | -17904 | -17914 | -17931 | -17955 | -17987 | -18038 | -18101 | -18176 | -18263 | -18363 | -18474 | -18596 | -18725 | -18860 | -18998 | -19140 | -19283 | -19429 | -19577 | -19722 | -19864 | -20001 | -20132 | -20252 | -20357 | -20444 | -20516 | -20578 | -20641 | -20716 | -20803 | -20899 | -20998 | -21097 | -21198 | -21297 | -21394 | -21491 | -21587 | -21680 | -21770 | -21856 | -21939 | -22018 | -22095 | -22169 | -22245 | -22315 | -22380 | -22437 | -22485 | -22527 | -22567 | -22608 | -22646 | -22674 | -22690 | -22695 | -22686 | -22665 | -22633 | -22590 | -22538 | -22478 | -22411 | -22336 | -22253 | -22165 | -22072 | -21974 | -21876 | -21783 | -21697 | -21616 | -21539 | -21459 | -21361 | -21228 | -21077 | -20914 | -20741 | -20560 | -20372 | -20182 | -19991 | -19801 | -19612 | -19424 | -19238 | -19053 | -18867 | -18682 | -18498 | -18319 | -18152 | -18002 | -17867 | -17747 | -17639 | -17546 | -17478 | -17419 | -17360 | -17305 | -17255 | -17213 | -17178 | -17149 | -17126 | -17108 | -17093 | -17085 | -17084 | -17091 | -17108 | -17132 | -17162 | -17198 | -17231 | -17261 | -17290 | -17320 | -17349 | -17374 | -17395 | -17422 | -17455 | -17493 | -17538 | -17591 | -17651 | -17716 | -17786 | -17860 | -17937 | -18015 | -18096 | -18177 | -18259 | -18342 | -18426 | -18510 | -18580 | -18638 | -18687 | -18731 | -18774 | -18817 | -18875 | -18956 | -19042 | -19129 | -19216 | -19304 | -19394 | -19481 | -19566 | -19649 | -19731 | -19810 | -19886 | -19959 | -20029 | -20093 | -20152 | -20203 | -20253 | -20301 | -20357 | -20418 | -20479 | -20536 | -20569 | -20568 | -20558 | -20545 | -20527 | -20501 | -20468 | -20433 | -20399 | -20366 | -20337 | -20311 | -20286 | -20263 | -20240 | -20215 | -20189 | -20160 | -20134 | -20111 | -20074 | -20022 | -19964 | -19903 | -19853 | -19816 | -19775 | -19728 | -19673 | -19607 | -19531 | -19445 | -19350 | -19245 | -19126 | -18993 | -18850 | -18696 | -18533 | -18362 | -18184 | -18000 | -17830 | -17679 | -17547 | -17435 | -17334 | -17239 | -17130 | -16988 | -16832 | -16671 | -16513 | -16359 | -16204 | -16044 | -15877 | -15703 | -15525 | -15351 | -15175 | -15000 | -14828 | -14657 | -14494 | -14342 | -14201 | -14065 | -13937 | -13817 | -13706 | -13598 | -13491 | -13394 | -13313 | -13236 | -13159 | -13078 | -13001 | -12925 | -12849 | -12773 | -12692 | -12603 | -12510 | -12413 | -12309 | -12204 | -12092 | -11971 | -11843 | -11711 | -11571 | -11420 | -11258 | -11087 | -10909 | -10728 | -10546 | -10371 | -10209 | -10062 | -9932 | -9822 | -9737 | -9675 | -9637 | -9617 | -9615 | -9627 | -9658 | -9709 | -9775 | -9855 | -9950 | -10059 | -10183 | -10322 | -10470 | -10622 | -10777 | -10935 | -11095 | -11253 | -11405 | -11550 | -11688 | -11813 | -11921 | -12015 | -12100 | -12177 | -12252 | -12324 | -12389 | -12444 | -12491 | -12531 | -12564 | -12591 | -12610 | -12616 | -12612 | -12600 | -12581 | -12557 | -12526 | -12489 | -12448 | -12402 | -12353 | -12306 | -12264 | -12225 | -12191 | -12160 | -12130 | -12101 | -12072 | -12046 | -12025 | -12006 | -11983 | -11959 | -11939 | -11923 | -11911 | -11905 | -11912 | -11931 | -11950 | -11970 | -11991 | -12013 | -12037 | -12062 | -12087 | -12110 | -12133 | -12153 | -12171 | -12191 | -12213 | -12236 | -12254 | -12270 | -12287 | -12306 | -12322 | -12335 | -12345 | -12359 | -12390 | -12452 | -12534 | -12627 | -12725 | -12822 | -12917 | -13011 | -13106 | -13205 | -13305 | -13411 | -13520 | -13631 | -13743 | -13858 | -13980 | -14106 | -14228 | -14340 | -14440 | -14532 | -14621 | -14713 | -14816 | -14913 | -14996 | -15073 | -15151 | -15233 | -15321 | -15414 | -15513 | -15612 | -15712 | -15807 | -15899 | -15988 | -16076 | -16164 | -16251 | -16333 | -16403 | -16463 | -16518 | -16570 | -16625 | -16683 | -16736 | -16774 | -16803 | -16824 | -16837 | -16844 | -16843 | -16835 | -16821 | -16803 | -16779 | -16752 | -16720 | -16682 | -16636 | -16580 | -16518 | -16453 | -16394 | -16344 | -16305 | -16274 | -16249 | -16221 | -16172 | -16103 | -16034 | -15965 | -15896 | -15829 | -15763 | -15695 | -15624 | -15551 | -15479 | -15406 | -15333 | -15260 | -15191 | -15124 | -15058 | -14995 | -14936 | -14881 | -14829 | -14777 | -14722 | -14664 | -14601 | -14537 | -14478 | -14423 | -14370 | -14316 | -14263 | -14214 | -14164 | -14115 | -14064 | -14012 | -13957 | -13901 | -13843 | -13782 | -13722 | -13664 | -13606 | -13547 | -13487 | -13426 | -13365 | -13305 | -13255 | -13216 | -13182 | -13149 | -13117 | -13084 | -13051 | -13012 | -12967 | -12915 | -12859 | -12799 | -12739 | -12679 | -12619 | -12560 | -12501 | -12443 | -12385 | -12329 | -12273 | -12216 | -12157 | -12094 | -12020 | -11937 | -11857 | -11779 | -11705 | -11638 | -11580 | -11533 | -11499 | -11478 | -11472 | -11481 | -11501 | -11532 | -11574 | -11626 | -11683 | -11743 | -11799 | -11845 | -11884 | -11912 | -11931 | -11943 | -11962 | -11996 | -12034 | -12070 | -12107 | -12141 | -12167 | -12183 | -12188 | -12187 | -12175 | -12152 | -12118 | -12072 | -12014 | -11944 | -11864 | -11782 | -11708 | -11641 | -11583 | -11540 | -11513 | -11499 | -11493 | -11490 | -11494 | -11500 | -11505 | -11504 | -11498 | -11495 | -11504 | -11523 | -11547 | -11576 | -11609 | -11649 | -11695 | -11749 | -11811 | -11874 | -11932 | -11982 | -12020 | -12041 | -12051 | -12060 | -12082 | -12112 | -12133 | -12151 | -12171 | -12198 | -12234 | -12274 | -12312 | -12344
2020 | 1987 | 0 | 36264.6846 | #DIV/0!
2025 | 1987 | 0 | 31786.7939 | #DIV/0!
2030 | 1987 | 22946 | 31008.6533 | 1.3514 | -9761 | -9753 | -9751 | -9755 | -9762 | -9774 | -9792 | -9816 | -9845 | -9879 | -9921 | -9970 | -10024 | -10082 | -10137 | -10186 | -10225 | -10260 | -10290 | -10317 | -10342 | -10363 | -10380 | -10400 | -10422 | -10449 | -10481 | -10518 | -10560 | -10604 | -10651 | -10698 | -10747 | -10798 | -10850 | -10903 | -10957 | -11015 | -11084 | -11174 | -11281 | -11406 | -11549 | -11712 | -11893 | -12093 | -12310 | -12538 | -12770 | -13006 | -13241 | -13474 | -13707 | -13940 | -14172 | -14397 | -14599 | -14763 | -14899 | -15011 | -15106 | -15191 | -15270 | -15350 | -15414 | -15458 | -15485 | -15492 | -15481 | -15452 | -15408 | -15353 | -15289 | -15217 | -15139 | -15056 | -14966 | -14871 | -14773 | -14676 | -14591 | -14524 | -14470 | -14425 | -14387 | -14352 | -14317 | -14275 | -14235 | -14197 | -14158 | -14115 | -14069 | -14020 | -13966 | -13905 | -13835 | -13759 | -13677 | -13585 | -13487 | -13384 | -13278 | -13171 | -13070 | -12980 | -12902 | -12831 | -12765 | -12701 | -12632 | -12554 | -12474 | -12396 | -12320 | -12250 | -12184 | -12123 | -12070 | -12023 | -11984 | -11952 | -11925 | -11906 | -11896 | -11894 | -11900 | -11914 | -11934 | -11954 | -11976 | -12001 | -12033 | -12074 | -12126 | -12192 | -12270 | -12360 | -12462 | -12572 | -12693 | -12825 | -12969 | -13122 | -13283 | -13450 | -13622 | -13799 | -13983 | -14173 | -14368 | -14563 | -14742 | -14898 | -15038 | -15170 | -15296 | -15417 | -15537 | -15661 | -15786 | -15907 | -16026 | -16142 | -16248 | -16343 | -16425 | -16497 | -16563 | -16626 | -16690 | -16751 | -16806 | -16854 | -16896 | -16932 | -16962 | -16978 | -16988 | -16990 | -16984 | -16967 | -16937 | -16897 | -16849 | -16793 | -16727 | -16651 | -16566 | -16475 | -16379 | -16278 | -16173 | -16062 | -15946 | -15829 | -15712 | -15598 | -15490 | -15392 | -15312 | -15261 | -15229 | -15208 | -15198 | -15198 | -15215 | -15252 | -15303 | -15363 | -15433 | -15512 | -15599 | -15694 | -15795 | -15902 | -16012 | -16125 | -16239 | -16354 | -16469 | -16580 | -16683 | -16777 | -16862 | -16943 | -17017 | -17085 | -17148 | -17209 | -17265 | -17311 | -17354 | -17403 | -17460 | -17525 | -17601 | -17687 | -17786 | -17899 | -18028 | -18170 | -18324 | -18487 | -18657 | -18831 | -19003 | -19175 | -19344 | -19513 | -19685 | -19859 | -20033 | -20203 | -20366 | -20521 | -20669 | -20809 | -20939 | -21058 | -21165 | -21264 | -21349 | -21417 | -21467 | -21498 | -21511 | -21507 | -21491 | -21467 | -21438 | -21406 | -21374 | -21345 | -21318 | -21289 | -21258 | -21223 | -21181 | -21132 | -21076 | -21015 | -20953 | -20891 | -20830 | -20772 | -20722 | -20681 | -20651 | -20631 | -20620 | -20614 | -20611 | -20613 | -20622 | -20641 | -20659 | -20662 | -20658 | -20652 | -20649 | -20653 | -20674 | -20728 | -20814 | -20918 | -21036 | -21166 | -21303 | -21445 | -21586 | -21725 | -21861 | -21992 | -22119 | -22244 | -22365 | -22482 | -22595 | -22699 | -22787 | -22861 | -22909 | -22934 | -22943 | -22946 | -22946 | -22933 | -22905 | -22868 | -22826 | -22777 | -22722 | -22660 | -22592 | -22516 | -22433 | -22345 | -22252 | -22159 | -22068 | -21975 | -21878 | -21778 | -21688 | -21623 | -21584 | -21563 | -21551 | -21538 | -21511 | -21459 | -21389 | -21305 | -21208 | -21105 | -20999 | -20893 | -20791 | -20694 | -20602 | -20518 | -20440 | -20368 | -20302 | -20244 | -20193 | -20149 | -20099 | -20041 | -19976 | -19907 | -19838 | -19771 | -19712 | -19673 | -19655 | -19652 | -19659 | -19671 | -19685 | -19699 | -19713 | -19727 | -19741 | -19755 | -19768 | -19778 | -19784 | -19788 | -19789 | -19787 | -19774 | -19747 | -19711 | -19666 | -19616 | -19565 | -19520 | -19490 | -19468 | -19445 | -19424 | -19408 | -19397 | -19391 | -19387 | -19386 | -19382 | -19377 | -19371 | -19367 | -19365 | -19364 | -19362 | -19360 | -19359 | -19362 | -19365 | -19367 | -19369 | -19369 | -19365 | -19352 | -19335 | -19317 | -19298 | -19279 | -19260 | -19238 | -19213 | -19187 | -19159 | -19128 | -19094 | -19055 | -19009 | -18959 | -18906 | -18856 | -18813 | -18774 | -18741 | -18714 | -18689 | -18662 | -18635 | -18615 | -18596 | -18580 | -18565 | -18548 | -18524 | -18497 | -18467 | -18434 | -18402 | -18373 | -18348 | -18326 | -18305 | -18288 | -18273 | -18261 | -18245 | -18229 | -18211 | -18189 | -18169 | -18151 | -18135 | -18119 | -18105 | -18090 | -18070 | -18047 | -18026 | -18006 | -17989 | -17973 | -17954 | -17932 | -17904 | -17877 | -17853 | -17829 | -17804 | -17777 | -17754 | -17737 | -17723 | -17710 | -17693 | -17668 | -17634 | -17591 | -17539 | -17478 | -17408 | -17329 | -17242 | -17148 | -17051 | -16952 | -16853 | -16757 | -16662 | -16567 | -16467 | -16363 | -16254 | -16143 | -16039 | -15946 | -15862 | -15787 | -15717 | -15652 | -15586 | -15511 | -15430 | -15350 | -15273 | -15201 | -15132 | -15065 | -14998 | -14929 | -14858 | -14786 | -14711 | -14634 | -14555 | -14477 | -14399 | -14320 | -14240 | -14164 | -14095 | -14034 | -13982 | -13935 | -13886 | -13825 | -13751 | -13670 | -13587 | -13502 | -13416 | -13330 | -13245 | -13163 | -13085 | -13014 | -12951 | -12900 | -12860 | -12834 | -12822 | -12822 | -12819 | -12811 | -12801 | -12789 | -12778 | -12770 | -12772 | -12798 | -12847 | -12908 | -12974 | -13042 | -13108 | -13170 | -13228 | -13284 | -13337 | -13385 | -13425 | -13456 | -13478 | -13491 | -13494 | -13485 | -13473 | -13464 | -13458 | -13456 | -13456 | -13455 | -13448 | -13425 | -13389 | -13348 | -13308 | -13270 | -13239 | -13215 | -13196 | -13180 | -13167 | -13154 | -13144 | -13137 | -13129 | -13119 | -13109 | -13100 | -13103 | -13112 | -13124 | -13136 | -13149 | -13164 | -13185 | -13216 | -13260 | -13313 | -13375 | -13442 | -13514 | -13590 | -13672 | -13755 | -13840 | -13927 | -14018 | -14116 | -14225 | -14342 | -14465 | -14590 | -14697 | -14780 | -14842 | -14885 | -14919 | -14948 | -14978 | -15018 | -15058 | -15093 | -15123 | -15152 | -15181 | -15210 | -15235 | -15254 | -15265 | -15267 | -15258 | -15234 | -15195 | -15145 | -15088 | -15029 | -14973 | -14929 | -14895 | -14868 | -14846 | -14827 | -14806 | -14778 | -14746 | -14717 | -14688 | -14662 | -14634 | -14607 | -14584 | -14571 | -14572 | -14587 | -14616 | -14659 | -14713 | -14774 | -14844 | -14923 | -15001 | -15074 | -15151 | -15236 | -15331 | -15434 | -15549 | -15690 | -15864 | -16057 | -16265 | -16486 | -16718 | -16959 | -17208 | -17463 | -17724 | -17988 | -18256 | -18528 | -18806 | -19088 | -19369 | -19638 | -19868 | -20061 | -20225 | -20362 | -20475 | -20569 | -20652 | -20734 | -20814 | -20888 | -20954 | -21008 | -21051 | -21084 | -21108 | -21121 | -21123 | -21115 | -21097 | -21069 | -21030 | -20982 | -20926 | -20868 | -20814 | -20760 | -20704 | -20639 | -20566 | -20487 | -20405 | -20321 | -20232 | -20142 | -20051 | -19960 | -19868 | -19777 | -19688 | -19602 | -19520 | -19443 | -19368 | -19297 | -19228 | -19165 | -19105 | -19048 | -18995 | -18947 | -18899 | -18849 | -18798 | -18747 | -18698 | -18661 | -18637 | -18616 | -18599 | -18584 | -18570 | -18556 | -18536 | -18512 | -18482 | -18450 | -18417 | -18384 | -18350 | -18314 | -18275 | -18231 | -18187 | -18150 | -18118 | -18089 | -18065 | -18045 | -18025 | -17991 | -17946 | -17891 | -17828 | -17757 | -17681 | -17602 | -17522 | -17442 | -17362 | -17278 | -17189 | -17096 | -16997 | -16891 | -16779 | -16669 | -16572 | -16490 | -16423 | -16369 | -16323 | -16279 | -16231 | -16166 | -16078 | -15976 | -15865 | -15747 | -15624 | -15498 | -15372 | -15245 | -15117 | -14989 | -14862 | -14735 | -14610 | -14488 | -14367 | -14249 | -14144 | -14055 | -13981 | -13921 | -13876 | -13837 | -13795 | -13739 | -13672 | -13605 | -13541 | -13481 | -13424 | -13369 | -13316 | -13263 | -13212 | -13163 | -13117 | -13075 | -13037 | -13004 | -12977 | -12951 | -12927 | -12900 | -12870 | -12837 | -12802 | -12768 | -12740 | -12723 | -12715 | -12709 | -12708 | -12712 | -12718 | -12722 | -12726 | -12725 | -12716 | -12701 | -12680 | -12653 | -12620 | -12581 | -12536 | -12490 | -12453 | -12424 | -12405 | -12395 | -12390 | -12386 | -12374 | -12344 | -12294 | -12234 | -12165 | -12087 | -12006 | -11923 | -11836 | -11749 | -11668 | -11592 | -11518 | -11449 | -11383 | -11323 | -11269 | -11225 | -11192 | -11167 | -11145 | -11123 | -11103 | -11087 | -11082 | -11103 | -11158 | -11237 | -11333 | -11440 | -11551 | -11667 | -11791 | -11918 | -12049 | -12178 | -12305 | -12425 | -12537 | -12642 | -12738 | -12819 | -12881 | -12927 | -12961 | -12988 | -13009 | -13023 | -13025 | -13001 | -12938 | -12849 | -12740 | -12617 | -12488 | -12351 | -12205 | -12054 | -11899 | -11746 | -11596 | -11454 | -11323 | -11200 | -11085 | -10978 | -10883 | -10796 | -10709 | -10619 | -10528 | -10441 | -10365 | -10311 | -10276 | -10249 | -10229 | -10215 | -10205 | -10201 | -10202 | -10207 | -10216 | -10228 | -10243 | -10257 | -10267 | -10271 | -10269 | -10262 | -10252 | -10244 | -10246 | -10258 | -10277 | -10299 | -10320 | -10333 | -10354 | -10386 | -10427 | -10478 | -10537 | -10602 | -10674 | -10749 | -10825 | -10904 | -10984 | -11064 | -11148 | -11238 | -11332 | -11420 | -11493 | -11545 | -11575 | -11587 | -11590 | -11589 | -11593 | -11623 | -11662 | -11695 | -11721 | -11737 | -11744 | -11744 | -11738 | -11729 | -11716 | -11699 | -11677 | -11652 | -11625 | -11596 | -11565 | -11535 | -11512 | -11503 | -11504 | -11507 | -11508 | -11504 | -11494 | -11476 | -11453 | -11428 | -11404 | -11384 | -11365 | -11350 | -11337 | -11327 | -11319 | -11311 | -11307 | -11306 | -11306 | -11308 | -11314 | -11327 | -11345 | -11365 | -11390 | -11420 | -11458 | -11499 | -11538 | -11570 | -11611 | -11658 | -11710 | -11764 | -11821 | -11875 | -11926 | -11972 | -12015 | -12056 | -12095 | -12131 | -12168 | -12204 | -12233 | -12247 | -12250 | -12252 | -12254 | -12255 | -12259 | -12266 | -12279 | -12288 | -12282 | -12268 | -12247 | -12225 | -12201 | -12177 | -12154 | -12132 | -12111 | -12090 | -12069 | -12049 | -12030 | -12012 | -11998 | -12000 | -12016 | -12041 | -12075 | -12117 | -12165 | -12213 | -12257 | -12290 | -12314 | -12341 | -12367 | -12391 | -12415 | -12441 | -12470 | -12502 | -12537 | -12573 | -12610 | -12646 | -12681 | -12716 | -12750 | -12778 | -12800 | -12820 | -12842 | -12864 | -12886 | -12906 | -12925 | -12949 | -12986 | -13027 | -13069 | -13113 | -13159 | -13206 | -13252 | -13299 | -13345 | -13389 | -13432 | -13474 | -13516 | -13558 | -13600 | -13636 | -13656 | -13668 | -13678 | -13688 | -13696 | -13706 | -13716 | -13732 | -13751 | -13770 | -13789 | -13808 | -13824 | -13838 | -13849 | -13855 | -13859 | -13860 | -13859 | -13857 | -13852 | -13845 | -13835 | -13831 | -13840 | -13859 | -13881 | -13905 | -13930 | -13955 | -13978 | -13990 | -13987 | -13983 | -13977 | -13971 | -13963 | -13954 | -13947 | -13942 | -13940 | -13942 | -13948 | -13957 | -13970 | -13985 | -14002 | -14018 | -14033 | -14046 | -14058 | -14066 | -14071 | -14076 | -14081 | -14087 | -14100 | -14119 | -14142 | -14168 | -14197 | -14226 | -14255 | -14284 | -14312 | -14339 | -14364 | -14383 | -14396 | -14406 | -14410 | -14414 | -14417 | -14412 | -14401 | -14385 | -14368 | -14349 | -14328 | -14304 | -14273 | -14239 | -14203 | -14169 | -14135 | -14105 | -14077 | -14054 | -14034 | -14017 | -14004 | -13995 | -13989 | -13987 | -13989 | -13993 | -13996 | -13999 | -14001 | -14002 | -14000 | -13997 | -13990 | -13986 | -13997 | -14018 | -14042 | -14070 | -14102 | -14138 | -14173 | -14206 | -14233 | -14257 | -14277 | -14297 | -14317 | -14336 | -14354 | -14361 | -14352 | -14335 | -14317 | -14300 | -14286 | -14272 | -14257 | -14235 | -14199 | -14152 | -14099 | -14042 | -13982 | -13919 | -13855 | -13795 | -13739 | -13688 | -13642 | -13604 | -13574 | -13553 | -13538 | -13521 | -13512 | -13509 | -13513 | -13520 | -13531 | -13546 | -13565 | -13602 | -13673 | -13764 | -13864 | -13969 | -14079 | -14196 | -14322 | -14456 | -14599 | -14749 | -14901 | -15054 | -15205 | -15351 | -15488 | -15605 | -15696 | -15761 | -15800 | -15820 | -15830 | -15833 | -15835 | -15842 | -15861 | -15890 | -15925 | -15965 | -16008 | -16050 | -16086 | -16116 | -16138 | -16153 | -16161 | -16160 | -16151 | -16137 | -16121 | -16109 | -16101 | -16096 | -16081 | -16060 | -16035 | -16009 | -15980 | -15946 | -15902 | -15850 | -15791 | -15723 | -15646 | -15564 | -15479 | -15389 | -15294 | -15195 | -15095 | -14992 | -14885 | -14774 | -14661 | -14559 | -14474 | -14402 | -14350 | -14309 | -14274 | -14245 | -14217 | -14185 | -14135 | -14071 | -14001 | -13929 | -13851 | -13766 | -13674 | -13577 | -13476 | -13371 | -13263 | -13153 | -13044 | -12935 | -12829 | -12741 | -12677 | -12634 | -12606 | -12587 | -12569 | -12546 | -12515 | -12470 | -12397 | -12305 | -12207 | -12104 | -12000 | -11897 | -11794 | -11693 | -11595 | -11501 | -11411 | -11327 | -11247 | -11173 | -11105 | -11044 | -10989 | -10937 | -10888 | -10839 | -10793 | -10753 | -10720 | -10696 | -10685 | -10683 | -10685 | -10692 | -10705 | -10725 | -10752 | -10784 | -10821 | -10860 | -10902 | -10947 | -10998 | -11052 | -11107 | -11153 | -11190 | -11222 | -11250 | -11275 | -11297 | -11319 | -11343 | -11374 | -11414 | -11463 | -11517 | -11572 | -11627 | -11678 | -11725 | -11769 | -11809 | -11847 | -11882 | -11914 | -11942 | -11962 | -11980 | -12005 | -12035 | -12070 | -12112 | -12165 | -12225 | -12291 | -12359 | -12420 | -12470 | -12518 | -12573 | -12637 | -12714 | -12809 | -12921 | -13049 | -13193 | -13351 | -13524 | -13709 | -13908 | -14117 | -14331 | -14539 | -14737 | -14928 | -15113 | -15291 | -15461 | -15622 | -15777 | -15933 | -16106 | -16293 | -16479 | -16658 | -16823 | -16973 | -17110 | -17235 | -17355 | -17468 | -17573 | -17668 | -17754 | -17835 | -17907 | -17948 | -17962 | -17954 | -17930 | -17896 | -17856 | -17811 | -17763 | -17710 | -17647 | -17572 | -17496 | -17425 | -17362 | -17308 | -17262 | -17220 | -17179 | -17138 | -17099 | -17063 | -17028 | -16993 | -16956 | -16918 | -16877 | -16824 | -16766 | -16708 | -16650 | -16593 | -16538 | -16486 | -16452 | -16437 | -16430 | -16424 | -16418 | -16409 | -16395 | -16378 | -16359 | -16338 | -16315 | -16291 | -16268 | -16248 | -16228 | -16207 | -16182 | -16162 | -16147 | -16140 | -16138 | -16142 | -16152 | -16165 | -16179 | -16195 | -16205 | -16213 | -16222 | -16235 | -16253 | -16276 | -16302 | -16331 | -16363 | -16398 | -16434 | -16469 | -16499 | -16531 | -16573 | -16624 | -16674 | -16717 | -16752 | -16780 | -16803 | -16826 | -16847 | -16874 | -16907 | -16943 | -16980 | -17011 | -17032 | -17045 | -17048 | -17042 | -17027 | -17004 | -16977 | -16947 | -16912 | -16874 | -16830 | -16784 | -16736 | -16689 | -16643 | -16599 | -16555 | -16507 | -16451 | -16386 | -16314 | -16238 | -16161 | -16087 | -16020 | -15959 | -15904 | -15856 | -15816 | -15783 | -15754 | -15728 | -15704 | -15687 | -15673 | -15659 | -15646 | -15632 | -15618 | -15605 | -15593 | -15583 | -15575 | -15572 | -15576 | -15586 | -15600 | -15615 | -15630 | -15643 | -15654 | -15663 | -15667 | -15668 | -15666 | -15662 | -15653 | -15637 | -15613 | -15572 | -15523 | -15473 | -15425 | -15377 | -15330 | -15286 | -15250 | -15215 | -15173 | -15126 | -15078 | -15033 | -14992 | -14955 | -14921 | -14890 | -14861 | -14835 | -14811 | -14791 | -14774 | -14762 | -14753 | -14747 | -14743 | -14740 | -14739 | -14738 | -14739 | -14743 | -14749 | -14761 | -14776 | -14793 | -14810 | -14827 | -14844 | -14862 | -14882 | -14904 | -14930 | -14957 | -14986 | -15015 | -15039 | -15059 | -15072 | -15090 | -15112 | -15134 | -15153 | -15169 | -15181 | -15189 | -15205 | -15229 | -15253 | -15273 | -15292 | -15309 | -15327 | -15348 | -15371 | -15398 | -15425 | -15453 | -15479 | -15503 | -15519 | -15528 | -15531 | -15519 | -15497 | -15476 | -15457 | -15442 | -15429 | -15419 | -15399 | -15368 | -15334 | -15301 | -15271 | -15240 | -15206 | -15169 | -15129 | -15086 | -15042 | -14998 | -14956 | -14915 | -14879 | -14849 | -14821 | -14800 | -14788 | -14779 | -14772 | -14765 | -14757 | -14747 | -14745 | -14749 | -14751 | -14750 | -14743 | -14734 | -14721 | -14704 | -14684 | -14657 | -14624 | -14591 | -14559 | -14525 | -14482 | -14436 | -14393 | -14356 | -14325 | -14299 | -14280 | -14265 | -14253 | -14239 | -14196 | -14118 | -14031 | -13935 | -13832 | -13719 | -13599 | -13470 | -13335 | -13196 | -13054 | -12909 | -12760 | -12611 | -12490 | -12412 | -12383 | -12395 | -12424 | -12460 | -12498 | -12536 | -12572 | -12603 | -12630 | -12666 | -12709 | -12759 | -12812 | -12868 | -12925 | -12983 | -13041 | -13099 | -13154 | -13204 | -13245 | -13279 | -13303 | -13318 | -13325 | -13330 | -13337 | -13341 | -13342 | -13339 | -13331 | -13317 | -13293 | -13252 | -13200 | -13140 | -13071 | -12994 | -12911 | -12824 | -12733 | -12640 | -12545 | -12450 | -12355 | -12262 | -12175 | -12098 | -12030 | -11965 | -11897 | -11826 | -11752 | -11681 | -11618 | -11566 | -11529 | -11506 | -11496 | -11495 | -11505 | -11525 | -11554 | -11590 | -11633 | -11683 | -11740 | -11802 | -11868 | -11936 | -11989 | -12022 | -12035 | -12039 | -12044 | -12055 | -12072 | -12093 | -12113 | -12133 | -12162 | -12200 | -12234 | -12262 | -12289 | -12315 | -12342 | -12370 | -12395 | -12414 | -12430 | -12444 | -12456 | -12467 | -12480 | -12492 | -12504 | -12523 | -12549 | -12579 | -12609 | -12638 | -12664 | -12687 | -12703 | -12718 | -12735 | -12751 | -12765 | -12775 | -12779 | -12785 | -12793 | -12805 | -12820 | -12839 | -12861 | -12884 | -12895 | -12890 | -12869 | -12836 | -12796 | -12751 | -12703 | -12650 | -12595 | -12542 | -12507 | -12492 | -12472 | -12447 | -12419 | -12387 | -12350 | -12309 | -12262 | -12212 | -12157 | -12095 | -12028 | -11960 | -11910 | -11890 | -11890 | -11893 | -11888 | -11878 | -11866 | -11856 | -11849 | -11841 | -11822 | -11804 | -11792 | -11786 | -11784 | -11784 | -11790 | -11800 | -11811 | -11821 | -11829 | -11835 | -11839 | -11838 | -11826 | -11808 | -11785 | -11764 | -11745 | -11725 | -11701 | -11675 | -11646 | -11617 | -11578 | -11507 | -11427 | -11345 | -11261 | -11173 | -11077 | -10974 | -10868 | -10763 | -10661 | -10563 | -10467 | -10377 | -10298 | -10228 | -10168 | -10110 | -10047 | -9980 | -9909 | -9834 | -9751 | -9664 | -9580 | -9520 | -9475 | -9436 | -9403 | -9379 | -9362 | -9351 | -9344 | -9337 | -9328 | -9316 | -9302 | -9286 | -9261 | -9227 | -9181 | -9120 | -9048 | -8972 | -8896 | -8825 | -8765 | -8712 | -8662 | -8597 | -8524 | -8450 | -8375 | -8297 | -8221 | -8151 | -8090 | -8039 | -8000 | -7972 | -7956 | -7952 | -7957 | -7970 | -7984 | -8004 | -8035 | -8073 | -8115 | -8159 | -8202 | -8243 | -8290 | -8366 | -8458 | -8557 | -8661 | -8770 | -8884 | -8994 | -9097 | -9192 | -9281 | -9362 | -9431 | -9486 | -9530 | -9559 | -9580 | -9594 | -9602 | -9609 | -9621 | -9636 | -9648 | -9649 | -9621 | -9535 | -9424 | -9301 | -9169 | -9032 | -8893 | -8754 | -8620 | -8493 | -8370 | -8256 | -8151 | -8059 | -7983 | -7925 | -7889 | -7872 | -7870 | -7878 | -7888 | -7900 | -7919 | -7955 | -8016 | -8105 | -8214 | -8337 | -8467 | -8603 | -8739 | -8874 | -9007 | -9136 | -9262 | -9384 | -9504 | -9619 | -9728 | -9832 | -9931 | -10027 | -10123 | -10217 | -10310 | -10401 | -10489 | -10570 | -10643 | -10723 | -10805 | -10884 | -10963 | -11043 | -11126 | -11208 | -11289 | -11368 | -11444 | -11515 | -11582 | -11642 | -11689 | -11718 | -11737 | -11753 | -11770 | -11787 | -11804 | -11819 | -11830 | -11838 | -11847 | -11862 | -11878 | -11888 | -11894 | -11895 | -11889 | -11878 | -11863 | -11847 | -11829 | -11810 | -11790 | -11766 | -11744 | -11724 | -11698 | -11662 | -11616 | -11560 | -11497 | -11432 | -11365 | -11302 | -11244 | -11190 | -11147 | -11114 | -11091 | -11078 | -11074 | -11078 | -11089 | -11104 | -11120 | -11138 | -11158 | -11179 | -11183 | -11178 | -11163 | -11148 | -11138 | -11134 | -11137 | -11145 | -11157 | -11170 | -11180 | -11188 | -11196 | -11198 | -11192 | -11179 | -11160 | -11137 | -11112 | -11087 | -11063 | -11042 | -11019 | -10998 | -10989 | -10981 | -10975 | -10968 | -10959 | -10951 | -10944 | -10936 | -10928 | -10919 | -10909 | -10893 | -10875 | -10855 | -10838 | -10824 | -10813 | -10803 | -10791 | -10777 | -10763 | -10751 | -10739 | -10727 | -10712 | -10691 | -10659 | -10608 | -10535 | -10439 | -10320 | -10186 | -10048 | -9913 | -9791 | -9666 | -9542 | -9423 | -9309 | -9198 | -9090 | -8987 | -8888 | -8795 | -8707 | -8622 | -8540 | -8462 | -8393 | -8338 | -8288 | -8241 | -8196 | -8156 | -8130 | -8114 | -8102 | -8094 | -8085 | -8074 | -8062 | -8046 | -8027 | -8004 | -7979 | -7958 | -7939 | -7921 | -7904 | -7887 | -7873 | -7863 | -7860 | -7865 | -7882 | -7914 | -7963 | -8025 | -8092 | -8160 | -8223 | -8273 | -8312 | -8361 | -8413 | -8462 | -8509 | -8557 | -8607 | -8657 | -8704 | -8752 | -8795 | -8833 | -8863 | -8877 | -8875 | -8870 | -8859 | -8836 | -8802 | -8762 | -8720 | -8677 | -8635 | -8595 | -8559 | -8517 | -8468 | -8420 | -8376 | -8336 | -8302 | -8273 | -8250 | -8231 | -8213 | -8195 | -8177 | -8158 | -8127 | -8087 | -8033 | -7967 | -7898 | -7828 | -7758 | -7683 | -7606 | -7531 | -7463 | -7402 | -7351 | -7300 | -7242 | -7175 | -7099 | -7015 | -6924 | -6830 | -6737 | -6647 | -6562 | -6479 | -6412 | -6354 | -6317 | -6304 | -6306 | -6313 | -6324 | -6341 | -6362 | -6388 | -6409 | -6425 | -6439 | -6458 | -6485 | -6519 | -6556 | -6593 | -6627 | -6658 | -6684 | -6706 | -6725 | -6742 | -6756 | -6774 | -6793 | -6814 | -6837 | -6866 | -6899 | -6934 | -6970 | -7004 | -7032 | -7045 | -7049 | -7050 | -7045 | -7037 | -7029 | -7025 | -7027 | -7032 | -7043 | -7055 | -7070 | -7089 | -7120 | -7159 | -7206 | -7265 | -7335 | -7409 | -7486 | -7565 | -7645 | -7726 | -7804 | -7885 | -7983 | -8089 | -8201 | -8314 | -8428 | -8542 | -8656 | -8771 | -8885 | -8998 | -9111 | -9212 | -9291 | -9336 | -9354 | -9363 | -9363 | -9352 | -9334 | -9313 | -9290 | -9265 | -9243 | -9237 | -9235 | -9226 | -9212 | -9194 | -9170 | -9141 | -9108 | -9072 | -9033 | -8994 | -8956 | -8933 | -8933 | -8968 | -9031 | -9104 | -9184 | -9271 | -9364 | -9461 | -9559 | -9655 | -9739 | -9799 | -9839 | -9873 | -9906 | -9941 | -9976 | -10008 | -10035 | -10058 | -10077 | -10095 | -10110 | -10124 | -10136 | -10140 | -10135 | -10119 | -10091 | -10053 | -10005 | -9950 | -9889 | -9826 | -9769 | -9731 | -9713 | -9702 | -9694 | -9686 | -9680 | -9676 | -9676 | -9682 | -9694 | -9709 | -9726 | -9725 | -9703 | -9652 | -9579 | -9504 | -9434 | -9367 | -9303 | -9242 | -9184 | -9128 | -9074 | -9019 | -8958 | -8895 | -8831 | -8763 | -8694 | -8625 | -8556 | -8488 | -8419 | -8350 | -8281 | -8223 | -8171 | -8134 | -8113 | -8101 | -8091 | -8080 | -8064 | -8043 | -8019 | -7993 | -7966 | -7936 | -7906 | -7872 | -7837 | -7803 | -7770 | -7738 | -7705 | -7668 | -7628 | -7587 | -7546 | -7509 | -7481 | -7464 | -7449 | -7428 | -7403 | -7380 | -7361 | -7345 | -7331 | -7317 | -7304 | -7287 | -7269 | -7253 | -7240 | -7228 | -7219 | -7211 | -7208 | -7209 | -7214 | -7219 | -7223 | -7220 | -7208 | -7178 | -7142 | -7106 | -7069 | -7028 | -6983 | -6934 | -6885 | -6839 | -6798 | -6766 | -6744 | -6729 | -6723 | -6724 | -6729 | -6737 | -6746 | -6754 | -6761 | -6772 | -6789 | -6798 | -6783 | -6765 | -6734 | -6694 | -6650 | -6604 | -6557 | -6510 | -6463 | -6414 | -6362 | -6316 | -6275 | -6234 | -6189 | -6142 | -6095 | -6049 | -6005 | -5963 | -5921 | -5878 | -5830 | -5779 | -5746 | -5722 | -5705 | -5682 | -5658 | -5635 | -5616 | -5598 | -5581 | -5563 | -5548 | -5526 | -5492 | -5452 | -5410 | -5363 | -5308 | -5247 | -5181 | -5112 | -5041 | -4970 | -4902 | -4863 | -4855 | -4879 | -4942 | -5033 | -5139 | -5255 | -5379 | -5511 | -5648 | -5791 | -5931 | -6054 | -6172 | -6290 | -6407 | -6523 | -6639 | -6755 | -6871 | -6987 | -7102 | -7216 | -7326 | -7435 | -7541 | -7638 | -7722 | -7801 | -7878 | -7951 | -8020 | -8082 | -8139 | -8188 | -8229 | -8266 | -8312 | -8358 | -8406 | -8457 | -8512 | -8567 | -8622 | -8676 | -8729 | -8780 | -8827 | -8854 | -8854 | -8820 | -8764 | -8700 | -8630 | -8555 | -8475 | -8393 | -8309 | -8227 | -8151 | -8088 | -8045 | -8009 | -7976 | -7947 | -7922 | -7904 | -7894 | -7890 | -7890 | -7895 | -7897 | -7878 | -7850 | -7812 | -7764 | -7706 | -7640 | -7567 | -7490 | -7407 | -7322 | -7235 | -7147 | -7069 | -6994 | -6926 | -6863 | -6802 | -6742 | -6683 | -6625 | -6567 | -6511 | -6459 | -6409 | -6344 | -6271 | -6198 | -6105 | -6008 | -5911 | -5817 | -5726 | -5639 | -5554 | -5474 | -5397 | -5327 | -5261 | -5200 | -5143 | -5087 | -5031 | -4972 | -4909 | -4844 | -4777 | -4712 | -4651 | -4600 | -4549 | -4508 | -4478 | -4447 | -4418 | -4397 | -4382 | -4373 | -4369 | -4370 | -4379 | -4387 | -4383 | -4370 | -4350 | -4329 | -4309 | -4290 | -4273 | -4258 | -4243 | -4225 | -4204 | -4210 | -4247 | -4297 | -4379 | -4482 | -4594 | -4707 | -4822 | -4939 | -5057 | -5173 | -5280 | -5368 | -5446 | -5523 | -5601 | -5682 | -5765 | -5853 | -5946 | -6042 | -6139 | -6236 | -6333 | -6420 | -6491 | -6550 | -6599 | -6638 | -6672 | -6701 | -6724 | -6742 | -6755 | -6764 | -6774 | -6798 | -6847 | -6901 | -6953 | -7000 | -7041 | -7076 | -7105 | -7133 | -7161 | -7192 | -7220 | -7225 | -7222 | -7197 | -7152 | -7100 | -7040 | -6972 | -6900 | -6824 | -6746 | -6666 | -6590 | -6522 | -6460 | -6399 | -6336 | -6273 | -6212 | -6153 | -6094 | -6033 | -5968 | -5899 | -5828 | -5766 | -5698 | -5632 | -5558 | -5473 | -5378 | -5279 | -5178 | -5077 | -4977 | -4879 | -4779 | -4674 | -4549 | -4417 | -4283 | -4148 | -4017 | -3893 | -3778 | -3671 | -3567 | -3463 | -3357 | -3256 | -3169 | -3104 | -3052 | -3009 | -2982 | -2972 | -2977 | -2994 | -3021 | -3056 | -3099 | -3133 | -3154 | -3180 | -3211 | -3244 | -3274 | -3295 | -3307 | -3310 | -3306 | -3301 | -3303 | -3311 | -3324 | -3345 | -3388 | -3451 | -3523 | -3598 | -3670 | -3738 | -3801 | -3856 | -3895 | -3920 | -3949 | -3973 | -3990 | -3998 | -3998 | -3990 | -3978 | -3963 | -3947 | -3929 | -3912 | -3895 | -3884 | -3876 | -3871 | -3869 | -3868 | -3868 | -3876 | -3892 | -3917 | -3947 | -3989 | -4040 | -4085 | -4139 | -4206 | -4282 | -4366 | -4458 | -4556 | -4661 | -4771 | -4883 | -4994 | -5113 | -5235 | -5374 | -5526 | -5687 | -5854 | -6032 | -6218 | -6409 | -6605 | -6805 | -7002 | -7185 | -7345 | -7488 | -7617 | -7733 | -7841 | -7939 | -8028 | -8109 | -8181 | -8248 | -8318 | -8409 | -8518 | -8635 | -8749 | -8856 | -8952 | -9028 | -9083 | -9118 | -9136 | -9141 | -9134 | -9118 | -9097 | -9069 | -9037 | -9000 | -8961 | -8920 | -8877 | -8832 | -8786 | -8739 | -8692 | -8639 | -8579 | -8510 | -8437 | -8363 | -8291 | -8222 | -8154 | -8087 | -8022 | -7958 | -7897 | -7841 | -7796 | -7759 | -7729 | -7703 | -7682 | -7664 | -7648 | -7632 | -7618 | -7604 | -7590 | -7579 | -7574 | -7572 | -7572 | -7573 | -7574 | -7575 | -7579 | -7585 | -7593 | -7602 | -7617 | -7636 | -7666 | -7701 | -7742 | -7784 | -7827 | -7869 | -7910 | -7951 | -7992 | -8034 | -8073 | -8107 | -8133 | -8149 | -8151 | -8137 | -8107 | -8066 | -8017 | -7963 | -7904 | -7843 | -7777 | -7714 | -7673 | -7645 | -7621 | -7607 | -7604 | -7613 | -7631 | -7651 | -7672 | -7690 | -7700 | -7697 | -7676 | -7632 | -7576 | -7525 | -7480 | -7441 | -7404 | -7368 | -7335 | -7302 | -7271 | -7241 | -7217 | -7197 | -7175 | -7149 | -7118 | -7082 | -7041 | -7000 | -6963 | -6931 | -6903 | -6857 | -6809 | -6754 | -6695 | -6627 | -6544 | -6448 | -6343 | -6232 | -6118 | -6001 | -5883 | -5775 | -5677 | -5585 | -5500 | -5418 | -5338 | -5261 | -5188 | -5121 | -5055 | -4989 | -4916 | -4839 | -4760 | -4694 | -4647 | -4624 | -4630 | -4666 | -4732 | -4827 | -4947 | -5088 | -5241 | -5383 | -5490 | -5584 | -5674 | -5765 | -5858 | -5953 | -6048 | -6142 | -6233 | -6322 | -6419 | -6536 | -6663 | -6802 | -6947 | -7089 | -7226 | -7357 | -7476 | -7575 | -7652 | -7708 | -7746 | -7774 | -7797 | -7802 | -7791 | -7762 | -7718 | -7660 | -7592 | -7515 | -7432 | -7345 | -7262 | -7186 | -7122 | -7070 | -7030 | -7000 | -6976 | -6955 | -6935 | -6921 | -6912 | -6909 | -6913 | -6917 | -6912 | -6909 | -6915 | -6929 | -6950 | -6976 | -7011 | -7054 | -7107 | -7169 | -7233 | -7301 | -7374 | -7446 | -7514 | -7580 | -7646 | -7712 | -7781 | -7853 | -7924 | -7992 | -8055 | -8116 | -8186 | -8264 | -8341 | -8419 | -8501 | -8587 | -8671 | -8752 | -8824 | -8887 | -8944 | -8992 | -9023 | -9037 | -9037 | -9026 | -9011 | -8993 | -8971 | -8946 | -8921 | -8896 | -8873 | -8852 | -8827 | -8788 | -8739 | -8681 | -8615 | -8541 | -8463 | -8384 | -8306 | -8231 | -8157 | -8086 | -8028 | -7983 | -7941 | -7901 | -7857 | -7809 | -7756 | -7702 | -7648 | -7595 | -7544 | -7495 | -7452 | -7420 | -7398 | -7384 | -7374 | -7369 | -7368 | -7370 | -7374 | -7379 | -7385 | -7399 | -7418 | -7440 | -7465 | -7490 | -7521 | -7557 | -7597 | -7638 | -7676 | -7710 | -7742 | -7770 | -7803 | -7846 | -7891 | -7938 | -7990 | -8045 | -8103 | -8162 | -8223 | -8286 | -8338 | -8362 | -8350 | -8308 | -8259 | -8208 | -8151 | -8088 | -8019 | -7946 | -7871 | -7794 | -7717 | -7643 | -7574 | -7503 | -7434 | -7364 | -7293 | -7222 | -7150 | -7080 | -7010 | -6943 | -6874 | -6809 | -6766 | -6725 | -6683 | -6645 | -6610 | -6581 | -6555 | -6534 | -6516 | -6499 | -6480 | -6457 | -6428 | -6394 | -6359 | -6325 | -6293 | -6263 | -6233 | -6203 | -6172 | -6142 | -6113 | -6086 | -6051 | -6022 | -5995 | -5971 | -5950 | -5931 | -5917 | -5905 | -5895 | -5888 | -5888 | -5892 | -5900 | -5917 | -5938 | -5962 | -5986 | -6011 | -6037 | -6062 | -6085 | -6105 | -6136 | -6182 | -6247 | -6337 | -6441 | -6549 | -6657 | -6767 | -6879 | -6992 | -7107 | -7226 | -7346 | -7462 | -7564 | -7650 | -7729 | -7797 | -7854 | -7900 | -7938 | -7972 | -8005 | -8039 | -8080 | -8132 | -8191 | -8252 | -8314 | -8373 | -8426 | -8472 | -8509 | -8538 | -8562 | -8576 | -8580 | -8578 | -8578 | -8581 | -8583 | -8587 | -8593 | -8600 | -8607 | -8613 | -8617 | -8616 | -8603 | -8579 | -8546 | -8501 | -8446 | -8388 | -8334 | -8288 | -8249 | -8215 | -8186 | -8159 | -8136 | -8112 | -8084 | -8062 | -8040 | -8019 | -7998 | -7978 | -7961 | -7945 | -7932 | -7922 | -7911 | -7895 | -7872 | -7841 | -7795 | -7734 | -7663 | -7582 | -7494 | -7398 | -7298 | -7196 | -7099 | -7012 | -6942 | -6884 | -6836 | -6797 | -6763 | -6733 | -6703 | -6674 | -6646 | -6617 | -6574 | -6517 | -6440 | -6341 | -6245 | -6160 | -6080 | -6001 | -5923 | -5847 | -5771 | -5699 | -5630 | -5565 | -5512 | -5462 | -5415 | -5369 | -5329 | -5295 | -5269 | -5252 | -5238 | -5227 | -5222 | -5211 | -5200 | -5188 | -5177 | -5165 | -5150 | -5135 | -5120 | -5105 | -5090 | -5074 | -5056 | -5037 | -5020 | -5008 | -4997 | -4988 | -4981 | -4975 | -4969 | -4962 | -4951 | -4940 | -4919 | -4889 | -4852 | -4804 | -4760 | -4716 | -4671 | -4622 | -4570 | -4516 | -4461 | -4405 | -4349 | -4293 | -4237 | -4180 | -4125 | -4069 | -4014 | -3960 | -3906 | -3854 | -3805 | -3755 | -3707 | -3677 | -3666 | -3681 | -3699 | -3723 | -3756 | -3800 | -3857 | -3924 | -4002 | -4087 | -4180 | -4273 | -4347 | -4409 | -4468 | -4526 | -4577 | -4623 | -4664 | -4699 | -4729 | -4761 | -4816 | -4892 | -4983 | -5093 | -5210 | -5327 | -5437 | -5536 | -5622 | -5694 | -5758 | -5814 | -5862 | -5906 | -5952 | -5997 | -6041 | -6084 | -6121 | -6154 | -6188 | -6220 | -6249 | -6269 | -6270 | -6261 | -6253 | -6252 | -6260 | -6272 | -6289 | -6315 | -6351 | -6395 | -6442 | -6489 | -6532 | -6568 | -6595 | -6617 | -6632 | -6641 | -6653 | -6669 | -6681 | -6693 | -6705 | -6722 | -6747 | -6766 | -6772 | -6763 | -6745 | -6723 | -6699 | -6671 | -6635 | -6594 | -6549 | -6503 | -6456 | -6408 | -6361 | -6303 | -6239 | -6174 | -6102 | -6024 | -5943 | -5863 | -5786 | -5708 | -5631 | -5554 | -5480 | -5405 | -5331 | -5261 | -5202 | -5157 | -5126 | -5104 | -5089 | -5077 | -5064 | -5049 | -5029 | -5012 | -5002 | -4998 | -5002 | -5012 | -5029 | -5048 | -5068 | -5090 | -5112 | -5141 | -5169 | -5193 | -5208 | -5213 | -5205 | -5184 | -5154 | -5118 | -5078 | -5038 | -5006 | -4982 | -4972 | -4974 | -4981 | -4987 | -4988 | -4985 | -4979 | -4973 | -4969 | -4963 | -4950 | -4929 | -4903 | -4882 | -4872 | -4869 | -4872 | -4880 | -4890 | -4899 | -4909 | -4918 | -4925 | -4930 | -4933 | -4929 | -4915 | -4897 | -4876 | -4854 | -4832 | -4806 | -4774 | -4737 | -4706 | -4684 | -4679 | -4686 | -4699 | -4716 | -4733 | -4747 | -4758 | -4765 | -4766 | -4759 | -4747 | -4728 | -4705 | -4688 | -4674 | -4659 | -4639 | -4616 | -4591 | -4567 | -4546 | -4529 | -4521 | -4520 | -4523 | -4527 | -4527 | -4527 | -4530 | -4537 | -4549 | -4565 | -4585 | -4611 | -4640 | -4668 | -4695 | -4720 | -4747 | -4778 | -4816 | -4860 | -4906 | -4951 | -4995 | -5034 | -5061 | -5079 | -5085 | -5083 | -5079 | -5071 | -5058 | -5040 | -5017 | -4993 | -4969 | -4946 | -4925 | -4907 | -4895 | -4892 | -4890 | -4892 | -4897 | -4902 | -4906 | -4907 | -4905 | -4900 | -4887 | -4864 | -4830 | -4786 | -4736 | -4685 | -4630 | -4571 | -4514 | -4458 | -4397 | -4330 | -4261 | -4195 | -4128 | -4053 | -3977 | -3896 | -3812 | -3729 | -3650 | -3579 | -3516 | -3463 | -3420 | -3382 | -3354 | -3348 | -3364 | -3390 | -3421 | -3455 | -3489 | -3524 | -3564 | -3609 | -3651 | -3687 | -3717 | -3742 | -3759 | -3770 | -3775 | -3775 | -3767 | -3749 | -3724 | -3702 | -3705 | -3736 | -3794 | -3862 | -3926 | -3988 | -4054 | -4126 | -4199 | -4272 | -4341 | -4411 | -4483 | -4560 | -4640 | -4722 | -4816 | -4919 | -5028 | -5140 | -5256 | -5377 | -5502 | -5623 | -5717 | -5779 | -5800 | -5790 | -5767 | -5738 | -5704 | -5668 | -5632 | -5598 | -5567 | -5538 | -5510 | -5480 | -5455 | -5440 | -5426 | -5415 | -5408 | -5405 | -5407 | -5414 | -5424 | -5432 | -5429 | -5423 | -5416 | -5405 | -5394 | -5381 | -5366 | -5350 | -5330 | -5307 | -5280 | -5249 | -5211 | -5170 | -5127 | -5067 | -5005 | -4949 | -4901 | -4858 | -4816 | -4771 | -4723 | -4671 | -4619 | -4565 | -4511 | -4447 | -4373 | -4297 | -4222 | -4150 | -4083 | -4017 | -3956 | -3899 | -3849 | -3806 | -3768 | -3741 | -3715 | -3679 | -3634 | -3582 | -3526 | -3473 | -3425 | -3388 | -3358 | -3333 | -3325 | -3339 | -3366 | -3400 | -3437 | -3473 | -3508 | -3546 | -3586 | -3626 | -3668 | -3707 | -3737 | -3763 | -3791 | -3823 | -3856 | -3889 | -3922 | -3952 | -3977 | -3999 | -4012 | -4020 | -4016 | -4007 | -3995 | -3979 | -3959 | -3936 | -3908 | -3880 | -3852 | -3825 | -3800 | -3779 | -3757 | -3727 | -3694 | -3657 | -3618 | -3580 | -3545 | -3515 | -3486 | -3458 | -3446 | -3450 | -3472 | -3507 | -3546 | -3587 | -3629 | -3670 | -3708 | -3742 | -3771 | -3795 | -3817 | -3834 | -3854 | -3891 | -3934 | -3975 | -4014 | -4049 | -4078 | -4104 | -4129 | -4148 | -4168 | -4185 | -4200 | -4213 | -4224 | -4240 | -4266 | -4304 | -4358 | -4432 | -4521 | -4619 | -4722 | -4825 | -4917 | -4988 | -5054 | -5118 | -5181 | -5243 | -5304 | -5363 | -5420 | -5479 | -5546 | -5616 | -5688 | -5761 | -5833 | -5902 | -5967 | -6026 | -6077 | -6117 | -6147 | -6171 | -6191 | -6208 | -6226 | -6248 | -6271 | -6295 | -6319 | -6344 | -6370 | -6398 | -6429 | -6459 | -6485 | -6504 | -6519 | -6531 | -6545 | -6559 | -6573 | -6585 | -6593 | -6596 | -6596 | -6593 | -6589 | -6584 | -6584 | -6583 | -6577 | -6568 | -6555 | -6539 | -6519 | -6494 | -6465 | -6435 | -6411 | -6397 | -6394 | -6397 | -6402 | -6410 | -6419 | -6433 | -6451 | -6472 | -6491 | -6506 | -6514 | -6516 | -6511 | -6509 | -6512 | -6519 | -6528 | -6541 | -6562 | -6586 | -6612 | -6635 | -6641 | -6629 | -6592 | -6533 | -6464 | -6387 | -6302 | -6210 | -6114 | -6018 | -5927 | -5844 | -5770 | -5705 | -5646 | -5583 | -5519 | -5454 | -5387 | -5318 | -5243 | -5167 | -5090 | -5016 | -4951 | -4895 | -4855 | -4827 | -4801 | -4778 | -4759 | -4742 | -4728 | -4712 | -4696 | -4677 | -4658 | -4638 | -4619 | -4602 | -4587 | -4577 | -4573 | -4575 | -4584 | -4599 | -4617 | -4637 | -4660 | -4686 | -4713 | -4742 | -4772 | -4798 | -4820 | -4838 | -4851 | -4859 | -4865 | -4870 | -4878 | -4888 | -4901 | -4917 | -4933 | -4947 | -4960 | -4971 | -4981 | -4990 | -5001 | -5013 | -5013 | -4999 | -4973 | -4940 | -4902 | -4862 | -4820 | -4780 | -4745 | -4713 | -4680 | -4646 | -4610 | -4571 | -4538 | -4506 | -4472 | -4436 | -4396 | -4350 | -4297 | -4236 | -4170 | -4102 | -4049 | -4007 | -3979 | -3958 | -3941 | -3928 | -3918 | -3909 | -3900 | -3891 | -3889 | -3892 | -3897 | -3903 | -3904 | -3910 | -3920 | -3933 | -3947 | -3967 | -3992 | -4024 | -4058 | -4088 | -4107 | -4124 | -4141 | -4162 | -4187 | -4216 | -4243 | -4268 | -4295 | -4321 | -4344 | -4363 | -4382 | -4401 | -4418 | -4432 | -4447 | -4464 | -4481 | -4496 | -4508 | -4519 | -4530 | -4544 | -4562 | -4582 | -4603 | -4618 | -4623 | -4621 | -4615 | -4604 | -4587 | -4565 | -4541 | -4516 | -4486 | -4452 | -4420 | -4387 | -4352 | -4319 | -4288 | -4256 | -4221 | -4182 | -4140 | -4093 | -4045 | -3999 | -3955 | -3913 | -3876 | -3841 | -3806 | -3773 | -3743 | -3719 | -3701 | -3688 | -3680 | -3677 | -3673 | -3677 | -3682 | -3684 | -3685 | -3683 | -3686 | -3699 | -3723 | -3752 | -3766 | -3767 | -3754 | -3735 | -3714 | -3691 | -3665 | -3636 | -3603 | -3562 | -3513 | -3458 | -3399 | -3340 | -3285 | -3223 | -3151 | -3073 | -2992 | -2911 | -2828 | -2737 | -2639 | -2542 | -2456 | -2374 | -2292 | -2246 | -2246 | -2246 | -2246 | -2246 | -2246 | -2246 | -2246 | -2246 | -2246 | -2246 | -2246 | -2246 | -2246 | -2246 | -2246 | -2246 | -2246 | -2246 | -2246 | -2246 | -2246 | -2246 | -2246 | -2246 | -2246 | -2246 | -2246 | -2246 | -2246 | -2246 | -2246 | -2246 | -2246 | -2246 | -2246 | -2246 | -2246 | -2246 | -2246 | -2246 | -2246 | -2246 | -2246 | -2246 | -2246 | -2246 | -2246 | -2246 | -2246 | -2246 | -2246 | -2246 | -2246 | -2246 | -2246 | -2246 | -2246 | -2246 | -2246 | -2246 | -2246 | -2246 | -2246 | -2246 | -2246 | -2246 | -2246 | -2246 | -2246 | -2246 | -2246 | -2246 | -2246 | -2246 | -2246 | -2246 | -2246 | -2246 | -2246 | -2246 | -2246 | -2246 | -2246 | -2246 | -2246 | -2246 | -2246 | -2246 | -2246 | -2246 | -2246 | -2246 | -2246 | -2246 | -2246 | -2246 | -2246 | -2246 | -2246 | -2246 | -2246 | -2246 | -2246 | -2246 | -2246 | -2246 | -2246 | -2246 | -2246 | -2246 | -2246 | -2246 | -2246 | -2246 | -2246 | -2246 | -2246 | -2246 | -2246 | -2246 | -2246 | -2246 | -2246 | -2246 | -2246 | -2246 | -2246 | -2246 | -2246 | -2246 | -2246 | -2246 | -2246 | -2246 | -2246 | -2246 | -2246 | -2246 | -2246 | -2246 | -2246 | -2246 | -2246 | -2246 | -2246 | -2246 | -2246 | -2246 | -2246 | -2246 | -2246 | -2246 | -2246 | -2246 | -2246 | -2246 | -2246 | -2246 | -2246 | -2246 | -2246 | -2246 | -2246 | -2246 | -2246 | -2246 | -2246 | -2246 | -2246 | -2246 | -2246 | -2246 | -2246 | -2246 | -2246 | -2246 | -2246 | -2246 | -2246 | -2246 | -2246 | -2246 | -2246 | -2246 | -2246 | -2246 | -2246 | -2246 | -2246 | -2246 | -2246 | -2246 | -2246 | -2246 | -2246 | -2246 | -2246 | -2246 | -2246 | -2246 | -2246 | -2246 | -2246 | -2246 | -2246 | -2246 | -2246 | -2246 | -2246 | -2246 | -2246 | -2246 | -2246 | -2246 | -2246 | -2246 | -2246 | -2246 | -2246 | -2246 | -2246 | -2246 | -2246 | -2246 | -2246 | -2246 | -2246 | -2246 | -2246 | -2246 | -2246 | -2246 | -2246 | -2246 | -2246 | -2246 | -2246 | -2246 | -2246 | -2246 | -2246 | -2246 | -2246 | -2246 | -2246 | -2246 | -2246 | -2246 | -2246 | -2246 | -2246 | -2246 | -2246 | -2246 | -2246 | -2246 | -2246 | -2246 | -2246 | -2279 | -2398 | -2505 | -2602 | -2690 | -2770 | -2845 | -2917 | -2983 | -3040 | -3091 | -3136 | -3180 | -3226 | -3276 | -3334 | -3403 | -3474 | -3544 | -3611 | -3672 | -3729 | -3787 | -3843 | -3898 | -3944 | -3976 | -3995 | -4006 | -4010 | -4010 | -4003 | -3991 | -3976 | -3957 | -3936 | -3908 | -3874 | -3835 | -3794 | -3744 | -3683 | -3611 | -3536 | -3457 | -3376 | -3293 | -3207 | -3121 | -3041 | -2963 | -2893 | -2805 | -2707 | -2602 | -2489 | -2372 | -2253 | -2246 | -2246 | -2246 | -2246 | -2246 | -2246 | -2246 | -2246 | -2246 | -2246 | -2246 | -2246 | -2246 | -2246 | -2246 | -2246 | -2246 | -2246 | -2246 | -2246 | -2246 | -2246 | -2246 | -2246 | -2246 | -2246 | -2246 | -2246 | -2246 | -2246 | -2246 | -2246 | -2246 | -2246 | -2246 | -2246 | -2246 | -2246 | -2246 | -2246 | -2246 | -2246 | -2265 | -2327 | -2385 | -2439 | -2487 | -2531 | -2570 | -2602 | -2630 | -2652 | -2671 | -2692 | -2719 | -2745 | -2769 | -2793 | -2818 | -2843 | -2869 | -2894 | -2918 | -2939 | -2951 | -2943 | -2914 | -2872 | -2823 | -2768 | -2705 | -2634 | -2560 | -2482 | -2400 | -2313 | -2246 | -2246 | -2246 | -2246 | -2246 | -2246 | -2246 | -2246 | -2246 | -2246 | -2246 | -2246 | -2246 | -2246 | -2246 | -2246 | -2246 | -2246 | -2246 | -2246 | -2246 | -2246 | -2246 | -2246 | -2246 | -2246 | -2246 | -2246 | -2246 | -2246 | -2246 | -2246 | -2246 | -2246 | -2246 | -2246 | -2246 | -2246 | -2246 | -2246 | -2246 | -2246 | -2246 | -2246 | -2246 | -2246 | -2246 | -2246 | -2246 | -2246 | -2246 | -2246 | -2246 | -2246 | -2246 | -2246 | -2246 | -2246 | -2246 | -2246 | -2246 | -2246 | -2246 | -2246 | -2246 | -2246 | -2246 | -2246 | -2246 | -2246 | -2246 | -2246 | -2246 | -2246 | -2246 | -2246 | -2246 | -2246 | -2246 | -2246 | -2246 | -2246 | -2246 | -2246 | -2246 | -2246 | -2246 | -2246 | -2246 | -2246 | -2246 | -2246 | -2246 | -2246 | -2246 | -2246 | -2246 | -2322 | -2418 | -2499 | -2566 | -2625 | -2675 | -2720 | -2763 | -2805 | -2846 | -2874 | -2895 | -2901 | -2895 | -2886 | -2873 | -2852 | -2822 | -2786 | -2745 | -2701 | -2656 | -2611 | -2565 | -2525 | -2501 | -2487 | -2477 | -2468 | -2461 | -2454 | -2443 | -2426 | -2405 | -2384 | -2364 | -2353 | -2350 | -2349 | -2349 | -2353 | -2360 | -2372 | -2386 | -2404 | -2427 | -2456 | -2487 | -2515 | -2538 | -2555 | -2570 | -2584 | -2596 | -2606 | -2614 | -2621 | -2628 | -2634 | -2642 | -2655 | -2667 | -2678 | -2687 | -2699 | -2713 | -2726 | -2737 | -2747 | -2751 | -2749 | -2743 | -2739 | -2736 | -2731 | -2726 | -2722 | -2719 | -2719 | -2723 | -2730 | -2739 | -2745 | -2751 | -2750 | -2746 | -2738 | -2726 | -2706 | -2679 | -2651 | -2624 | -2596 | -2567 | -2537 | -2505 | -2468 | -2426 | -2386 | -2347 | -2311 | -2278 | -2248 | -2246 | -2246 | -2246 | -2246 | -2246 | -2246 | -2246 | -2246 | -2246 | -2246 | -2246 | -2246 | -2246 | -2246 | -2246 | -2246 | -2246 | -2246 | -2246 | -2246 | -2246 | -2246 | -2246 | -2246 | -2246 | -2250 | -2259 | -2261 | -2262 | -2259 | -2256 | -2256 | -2253 | -2248 | -2247 | -2251 | -2262 | -2279 | -2299 | -2324 | -2351 | -2372 | -2388 | -2404 | -2421 | -2438 | -2456 | -2472 | -2489 | -2509 | -2532 | -2565 | -2606 | -2660 | -2723 | -2788 | -2856 | -2932 | -3012 | -3093 | -3174 | -3254 | -3333 | -3411 | -3488 | -3564 | -3642 | -3720 | -3798 | -3878 | -3960 | -4043 | -4127 | -4210 | -4293 | -4382 | -4470 | -4553 | -4636 | -4723 | -4811 | -4896 | -4977 | -5053 | -5123 | -5184 | -5238 | -5290 | -5340 | -5392 | -5445 | -5496 | -5543 | -5583 | -5614 | -5635 | -5647 | -5651 | -5648 | -5641 | -5632 | -5620 | -5600 | -5575 | -5547 | -5516 | -5486 | -5455 | -5426 | -5400 | -5374 | -5344 | -5307 | -5258 | -5195 | -5132 | -5074 | -5020 | -4971 | -4930 | -4896 | -4867 | -4844 | -4824 | -4805 | -4786 | -4765 | -4741 | -4717 | -4696 | -4678 | -4662 | -4648 | -4636 | -4627 | -4616 | -4606 | -4606 | -4617 | -4624 | -4628 | -4632 | -4635 | -4635 | -4630 | -4621 | -4606 | -4580 | -4548 | -4512 | -4473 | -4428 | -4375 | -4312 | -4242 | -4165 | -4081 | -3990 | -3896 | -3807 | -3723 | -3645 | -3568 | -3492 | -3414 | -3333 | -3247 | -3158 | -3069 | -2983 | -2905 | -2837 | -2772 | -2712 | -2654 | -2602 | -2559 | -2527 | -2506 | -2498 | -2505 | -2524 | -2551 | -2581 | -2613 | -2642 | -2666 | -2692 | -2721 | -2755 | -2795 | -2840 | -2889 | -2942 | -2997 | -3054 | -3112 | -3171 | -3235 | -3300 | -3359 | -3411 | -3454 | -3487 | -3508 | -3519 | -3523 | -3524 | -3523 | -3522 | -3520 | -3513 | -3501 | -3481 | -3453 | -3414 | -3365 | -3305 | -3235 | -3170 | -3117 | -3077 | -3046 | -3023 | -3006 | -2995 | -2990 | -2996 | -3014 | -3045 | -3085 | -3129 | -3173 | -3213 | -3255 | -3304 | -3357 | -3415 | -3477 | -3543 | -3614 | -3690 | -3769 | -3843 | -3904 | -3949 | -3984 | -4016 | -4046 | -4079 | -4111 | -4140 | -4161 | -4173 | -4172 | -4159 | -4140 | -4122 | -4105 | -4083 | -4062 | -4045 | -4034 | -4025 | -4020 | -4021 | -4024 | -4022 | -4020 | -4022 | -4025 | -4025 | -4020 | -4009 | -3992 | -3969 | -3940 | -3907 | -3878 | -3861 | -3854 | -3847 | -3834 | -3824 | -3814 | -3806 | -3797 | -3793 | -3791 | -3790 | -3793 | -3803 | -3818 | -3835 | -3855 | -3879 | -3908 | -3943 | -3979 | -4018 | -4062 | -4111 | -4165 | -4219 | -4275 | -4339 | -4409 | -4481 | -4552 | -4621 | -4686 | -4748 | -4804 | -4855 | -4901 | -4946 | -4993 | -5039 | -5081 | -5121 | -5159 | -5196 | -5233 | -5270 | -5308 | -5347 | -5386 | -5425 | -5462 | -5497 | -5529 | -5562 | -5594 | -5628 | -5662 | -5697 | -5733 | -5769 | -5802 | -5836 | -5870 | -5898 | -5920 | -5938 | -5953 | -5965 | -5974 | -5982 | -5987 | -5986 | -5980 | -5966 | -5952 | -5952 | -5953 | -5948 | -5941 | -5934 | -5936 | -5947 | -5961 | -5978 | -5998 | -6009 | -5996 | -5965 | -5906 | -5837 | -5768 | -5701 | -5637 | -5575 | -5516 | -5459 | -5403 | -5349 | -5301 | -5251 | -5195 | -5140 | -5088 | -5038 | -4985 | -4927 | -4869 | -4816 | -4764 | -4715 | -4674 | -4635 | -4604 | -4571 | -4533 | -4495 | -4455 | -4413 | -4369 | -4324 | -4281 | -4239 | -4198 | -4160 | -4122 | -4083 | -4044 | -4000 | -3950 | -3898 | -3845 | -3789 | -3733 | -3676 | -3624 | -3589 | -3575 | -3571 | -3577 | -3590 | -3609 | -3632 | -3656 | -3682 | -3708 | -3736 | -3760 | -3772 | -3782 | -3797 | -3813 | -3832 | -3853 | -3872 | -3887 | -3896 | -3905 | -3920 | -3945 | -3973 | -4008 | -4050 | -4089 | -4121 | -4146 | -4164 | -4179 | -4192 | -4204 | -4214 | -4228 | -4258 | -4294 | -4333 | -4374 | -4416 | -4459 | -4503 | -4551 | -4603 | -4662 | -4718 | -4749 | -4756 | -4732 | -4698 | -4659 | -4616 | -4572 | -4530 | -4491 | -4456 | -4423 | -4390 | -4359 | -4325 | -4283 | -4236 | -4184 | -4130 | -4077 | -4024 | -3973 | -3922 | -3868 | -3813 | -3766 | -3733 | -3703 | -3663 | -3625 | -3591 | -3563 | -3541 | -3524 | -3510 | -3496 | -3481 | -3463 | -3431 | -3389 | -3344 | -3301 | -3261 | -3225 | -3192 | -3159 | -3127 | -3099 | -3076 | -3059 | -3038 | -3024 | -3017 | -3004 | -2985 | -2957 | -2921 | -2879 | -2831 | -2785 | -2742 | -2701 | -2660 | -2617 | -2574 | -2526 | -2470 | -2404 | -2332 | -2258 | -2246 | -2246 | -2246 | -2246 | -2246 | -2246 | -2246 | -2246 | -2246 | -2246 | -2246 | -2246 | -2246 | -2246 | -2246 | -2246 | -2246 | -2246 | -2246 | -2246 | -2246 | -2246 | -2246 | -2246 | -2246 | -2246 | -2246 | -2246 | -2246 | -2246 | -2246 | -2246 | -2288 | -2375 | -2459 | -2539 | -2612 | -2675 | -2732 | -2786 | -2849 | -2915 | -2980 | -3041 | -3102 | -3164 | -3231 | -3301 | -3373 | -3445 | -3512 | -3552 | -3571 | -3567 | -3549 | -3522 | -3488 | -3451 | -3409 | -3364 | -3314 | -3259 | -3199 | -3133 | -3061 | -2977 | -2889 | -2799 | -2710 | -2623 | -2535 | -2449 | -2367 | -2287 | -2246 | -2246 | -2246 | -2246 | -2246 | -2246 | -2246 | -2246 | -2246 | -2246 | -2246 | -2246 | -2246 | -2246 | -2246 | -2246 | -2246 | -2246 | -2246 | -2246 | -2246 | -2246 | -2246 | -2246 | -2246 | -2246 | -2246 | -2246 | -2246 | -2246 | -2246 | -2246 | -2246 | -2246 | -2246 | -2246 | -2246 | -2246 | -2246 | -2246 | -2246 | -2246 | -2246 | -2246 | -2246 | -2246 | -2246 | -2246 | -2246 | -2246 | -2246 | -2246 | -2246 | -2246 | -2246 | -2246 | -2246 | -2246 | -2246 | -2246 | -2246 | -2246 | -2246 | -2246 | -2246 | -2246 | -2246 | -2246 | -2246 | -2246 | -2246 | -2246 | -2246 | -2246 | -2246 | -2246 | -2246 | -2246 | -2246 | -2246 | -2246 | -2246 | -2246 | -2246 | -2246 | -2246 | -2246 | -2246 | -2246 | -2246 | -2246 | -2246 | -2246 | -2246 | -2246 | -2246 | -2246 | -2246 | -2246 | -2246 | -2246 | -2246 | -2246 | -2246 | -2246 | -2246 | -2246 | -2246 | -2246 | -2246 | -2246 | -2246 | -2246 | -2246 | -2246 | -2246 | -2246 | -2246 | -2246 | -2246 | -2246 | -2246 | -2246 | -2246 | -2246 | -2246 | -2246 | -2246 | -2246 | -2246 | -2246 | -2246 | -2246 | -2246 | -2246 | -2246 | -2246 | -2246 | -2246 | -2246 | -2246 | -2246 | -2246 | -2246 | -2246 | -2246 | -2246 | -2246 | -2246 | -2246 | -2246 | -2246 | -2246 | -2246 | -2246 | -2246 | -2246 | -2246 | -2246 | -2246 | -2246 | -2246 | -2246 | -2246 | -2246 | -2246 | -2246 | -2246 | -2246 | -2246 | -2246 | -2246 | -2246 | -2246 | -2246 | -2246 | -2246 | -2246 | -2246 | -2246 | -2246 | -2246 | -2246 | -2246 | -2246 | -2246 | -2246 | -2246 | -2246 | -2246 | -2246 | -2246 | -2246 | -2246 | -2246 | -2246 | -2246 | -2246 | -2246 | -2246 | -2246 | -2246 | -2246 | -2246 | -2246 | -2246 | -2246 | -2246 | -2246 | -2246 | -2246 | -2246 | -2280 | -2398 | -2509 | -2614 | -2712 | -2804 | -2892 | -2979 | -3067 | -3150 | -3225 | -3292 | -3347 | -3390 | -3421 | -3442 | -3460 | -3484 | -3509 | -3527 | -3538 | -3543 | -3546 | -3552 | -3560 | -3571 | -3585 | -3601 | -3619 | -3621 | -3606 | -3569 | -3521 | -3478 | -3442 | -3417 | -3400 | -3391 | -3389 | -3391 | -3394 | -3396 | -3403 | -3414 | -3427 | -3440 | -3452 | -3458 | -3458 | -3454 | -3445 | -3432 | -3417 | -3418 | -3437 | -3482 | -3541 | -3600 | -3649 | -3685 | -3710 | -3726 | -3736 | -3744 | -3752 | -3759 | -3757 | -3750 | -3739 | -3726 | -3715 | -3705 | -3696 | -3689 | -3683 | -3678 | -3673 | -3663 | -3643 | -3609 | -3562 | -3507 | -3451 | -3397 | -3346 | -3298 | -3252 | -3208 | -3165 | -3125 | -3095 | -3075 | -3064 | -3060 | -3060 | -3062 | -3066 | -3073 | -3082 | -3093 | -3105 | -3110 | -3108 | -3107 | -3114 | -3125 | -3133 | -3136 | -3132 | -3121 | -3103 | -3082 | -3060 | -3048 | -3038 | -3025 | -3010 | -2993 | -2980 | -2969 | -2962 | -2958 | -2957 | -2961 | -2969 | -2977 | -2988 | -2999 | -3007 | -3012 | -3017 | -3023 | -3028 | -3034 | -3041 | -3050 | -3063 | -3086 | -3119 | -3155 | -3195 | -3238 | -3283 | -3330 | -3378 | -3428 | -3476 | -3522 | -3567 | -3607 | -3637 | -3640 | -3618 | -3574 | -3514 | -3446 | -3375 | -3306 | -3237 | -3168 | -3103 | -3033 | -2945 | -2850 | -2751 | -2648 | -2545 | -2442 | -2339 | -2246 | -2246 | -2246 | -2246 | -2246 | -2246 | -2246 | -2246 | -2246 | -2246 | -2246 | -2246 | -2246 | -2246 | -2246 | -2246 | -2246 | -2246 | -2246 | -2246 | -2246 | -2246 | -2246 | -2246 | -2246 | -2246 | -2246 | -2246 | -2255 | -2275 | -2274 | -2258 | -2246 | -2246 | -2246 | -2246 | -2246 | -2246 | -2246 | -2246 | -2246 | -2246 | -2246 | -2246 | -2246 | -2246 | -2246 | -2246 | -2246 | -2246 | -2246 | -2246 | -2246 | -2246 | -2246 | -2246 | -2246 | -2246 | -2246 | -2246 | -2246 | -2246 | -2246 | -2246 | -2246 | -2246 | -2246 | -2246 | -2246 | -2246 | -2246 | -2246 | -2246 | -2246 | -2246 | -2246 | -2246 | -2246 | -2246 | -2246 | -2246 | -2246 | -2246 | -2246 | -2246 | -2246 | -2246 | -2246 | -2246 | -2246 | -2278 | -2336 | -2390 | -2442 | -2490 | -2538 | -2585 | -2634 | -2683 | -2733 | -2783 | -2826 | -2858 | -2881 | -2906 | -2937 | -2973 | -3009 | -3043 | -3074 | -3107 | -3145 | -3192 | -3242 | -3289 | -3331 | -3371 | -3410 | -3448 | -3480 | -3503 | -3514 | -3513 | -3499 | -3484 | -3469 | -3459 | -3455 | -3453 | -3453 | -3455 | -3460 | -3468 | -3478 | -3489 | -3497 | -3493 | -3484 | -3477 | -3474 | -3473 | -3476 | -3484 | -3499 | -3525 | -3563 | -3611 | -3669 | -3728 | -3781 | -3828 | -3865 | -3896 | -3925 | -3952 | -3975 | -3993 | -4009 | -4022 | -4036 | -4059 | -4085 | -4109 | -4130 | -4148 | -4161 | -4171 | -4179 | -4184 | -4184 | -4184 | -4185 | -4186 | -4184 | -4180 | -4173 | -4163 | -4152 | -4138 | -4125 | -4112 | -4098 | -4081 | -4063 | -4049 | -4027 | -3998 | -3966 | -3937 | -3917 | -3905 | -3898 | -3892 | -3885 | -3876 | -3864 | -3849 | -3833 | -3813 | -3779 | -3739 | -3700 | -3666 | -3635 | -3605 | -3580 | -3564 | -3549 | -3518 | -3487 | -3466 | -3452 | -3438 | -3422 | -3402 | -3379 | -3353 | -3328 | -3303 | -3278 | -3261 | -3262 | -3286 | -3336 | -3394 | -3445 | -3483 | -3514 | -3541 | -3559 | -3568 | -3577 | -3606 | -3645 | -3678 | -3706 | -3727 | -3741 | -3749 | -3751 | -3746 | -3733 | -3711 | -3681 | -3642 | -3590 | -3524 | -3444 | -3354 | -3259 | -3162 | -3061 | -2957 | -2852 | -2746 | -2641 | -2523 | -2401 | -2282 | -2246 | -2246 | -2246 | -2246 | -2246 | -2246 | -2246 | -2246 | -2246 | -2246 | -2246 | -2246 | -2246 | -2246 | -2246 | -2246 | -2246 | -2246 | -2246 | -2246 | -2246 | -2246 | -2246 | -2246 | -2246 | -2246 | -2246 | -2246 | -2246 | -2246 | -2246 | -2246 | -2246 | -2246 | -2246 | -2246 | -2246 | -2246 | -2246 | -2246 | -2246 | -2246 | -2246 | -2246 | -2246 | -2246 | -2246 | -2246 | -2246 | -2246 | -2246 | -2309 | -2407 | -2506 | -2607 | -2708 | -2808 | -2906 | -2994 | -3069 | -3131 | -3184 | -3235 | -3285 | -3334 | -3380 | -3424 | -3466 | -3506 | -3550 | -3591 | -3634 | -3679 | -3729 | -3783 | -3840 | -3899 | -3959 | -4020 | -4083 | -4147 | -4206 | -4246 | -4279 | -4287 | -4274 | -4251 | -4220 | -4181 | -4134 | -4079 | -4020 | -3959 | -3893 | -3830 | -3774 | -3718 | -3659 | -3595 | -3522 | -3444 | -3364 | -3282 | -3201 | -3120 | -3041 | -2971 | -2907 | -2848 | -2779 | -2699 | -2614 | -2528 | -2444 | -2365 | -2296 | -2246 | -2246 | -2246 | -2246 | -2246 | -2246 | -2246 | -2246 | -2246 | -2246 | -2246 | -2246 | -2246 | -2246 | -2246 | -2246 | -2246 | -2246 | -2246 | -2246 | -2246 | -2246 | -2246 | -2246 | -2246 | -2246 | -2246 | -2246 | -2246 | -2246 | -2246 | -2246 | -2246 | -2246 | -2246 | -2246 | -2247 | -2371 | -2493 | -2605 | -2708 | -2814 | -2924 | -3032 | -3134 | -3230 | -3315 | -3386 | -3446 | -3505 | -3555 | -3594 | -3622 | -3635 | -3628 | -3602 | -3559 | -3498 | -3422 | -3338 | -3253 | -3176 | -3111 | -3054 | -3007 | -2962 | -2920 | -2880 | -2840 | -2800 | -2759 | -2719 | -2683 | -2649 | -2613 | -2583 | -2558 | -2537 | -2527 | -2531 | -2548 | -2577 | -2615 | -2658 | -2703 | -2743 | -2754 | -2750 | -2725 | -2676 | -2606 | -2521 | -2429 | -2332 | -2246 | -2246 | -2246 | -2246 | -2246 | -2246 | -2246 | -2246 | -2246 | -2246 | -2246 | -2246 | -2246 | -2246 | -2246 | -2246 | -2246 | -2246 | -2246 | -2246 | -2246 | -2246 | -2246 | -2246 | -2246 | -2246 | -2246 | -2246 | -2246 | -2246 | -2246 | -2246 | -2246 | -2246 | -2246 | -2246 | -2246 | -2246 | -2246 | -2246 | -2246 | -2246 | -2246 | -2246 | -2246 | -2246 | -2246 | -2246 | -2246 | -2246 | -2246 | -2246 | -2246 | -2246 | -2305 | -2385 | -2466 | -2550 | -2636 | -2724 | -2815 | -2908 | -3003 | -3100 | -3205 | -3311 | -3416 | -3522 | -3620 | -3708 | -3786 | -3855 | -3917 | -3977 | -4041 | -4119 | -4199 | -4278 | -4354 | -4427 | -4497 | -4561 | -4622 | -4678 | -4734 | -4789 | -4847 | -4908 | -4967 | -5023 | -5074 | -5120 | -5163 | -5201 | -5237 | -5268 | -5294 | -5317 | -5343 | -5373 | -5399 | -5424 | -5449 | -5475 | -5502 | -5531 | -5562 | -5595 | -5627 | -5657 | -5683 | -5709 | -5734 | -5761 | -5781 | -5799 | -5818 | -5839 | -5863 | -5892 | -5923 | -5957 | -5988 | -6011 | -6035 | -6059 | -6084 | -6108 | -6132 | -6154 | -6170 | -6183 | -6195 | -6208 | -6226 | -6249 | -6277 | -6302 | -6336 | -6378 | -6424 | -6470 | -6515 | -6560 | -6606 | -6652 | -6696 | -6748 | -6810 | -6877 | -6947 | -7022 | -7099 | -7179 | -7264 | -7354 | -7446 | -7536 | -7620 | -7694 | -7754 | -7803 | -7832 | -7849 | -7859 | -7867 | -7875 | -7882 | -7889 | -7896 | -7906 | -7918 | -7923 | -7922 | -7916 | -7908 | -7900 | -7894 | -7888 | -7881 | -7871 | -7860 | -7848 | -7839 | -7838 | -7844 | -7851 | -7854 | -7857 | -7857 | -7854 | -7850 | -7845 | -7840 | -7843 | -7851 | -7864 | -7882 | -7905 | -7932 | -7963 | -7994 | -8027 | -8058 | -8090 | -8122 | -8156 | -8190 | -8225 | -8256 | -8282 | -8294 | -8292 | -8281 | -8264 | -8243 | -8218 | -8195 | -8181 | -8174 | -8165 | -8158 | -8154 | -8149 | -8141 | -8131 | -8116 | -8100 | -8083 | -8069 | -8057 | -8044 | -8033 | -8022 | -8011 | -8002 | -7989 | -7971 | -7954 | -7937 | -7922 | -7909 | -7905 | -7903 | -7898 | -7891 | -7885 | -7880 | -7876 | -7873 | -7873 | -7877 | -7881 | -7883 | -7885 | -7887 | -7892 | -7891 | -7881 | -7866 | -7855 | -7847 | -7842 | -7839 | -7840 | -7844 | -7844 | -7840 | -7839 | -7839 | -7837 | -7833 | -7825 | -7817 | -7811 | -7807 | -7810 | -7817 | -7830 | -7847 | -7857 | -7861 | -7859 | -7857 | -7853 | -7846 | -7838 | -7827 | -7814 | -7798 | -7784 | -7767 | -7749 | -7728 | -7707 | -7686 | -7666 | -7646 | -7625 | -7599 | -7567 | -7530 | -7488 | -7441 | -7395 | -7351 | -7310 | -7268 | -7223 | -7175 | -7122 | -7066 | -7009 | -6953 | -6893 | -6818 | -6739 | -6657 | -6571 | -6484 | -6397 | -6308 | -6218 | -6129 | -6043 | -5960 | -5878 | -5795 | -5720 | -5663 | -5629 | -5599 | -5564 | -5522 | -5480 | -5442 | -5411 | -5385 | -5342 | -5287 | -5228 | -5168 | -5106 | -5038 | -4964 | -4886 | -4808 | -4733 | -4658 | -4582 | -4505 | -4429 | -4347 | -4255 | -4161 | -4081 | -4028 | -4000 | -3992 | -3996 | -4006 | -4013 | -4019 | -4027 | -4038 | -4049 | -4059 | -4070 | -4085 | -4106 | -4135 | -4168 | -4209 | -4261 | -4322 | -4393 | -4479 | -4580 | -4689 | -4804 | -4918 | -5025 | -5122 | -5208 | -5286 | -5358 | -5432 | -5504 | -5568 | -5624 | -5673 | -5715 | -5747 | -5764 | -5766 | -5751 | -5720 | -5673 | -5609 | -5532 | -5454 | -5388 | -5343 | -5315 | -5298 | -5296 | -5311 | -5343 | -5387 | -5433 | -5465 | -5492 | -5529 | -5577 | -5636 | -5705 | -5783 | -5871 | -5969 | -6075 | -6189 | -6309 | -6435 | -6567 | -6696 | -6807 | -6895 | -6961 | -7007 | -7032 | -7034 | -7013 | -6976 | -6940 | -6936 | -6945 | -6950 | -6955 | -6959 | -6962 | -6966 | -6970 | -6972 | -6973 | -6972 | -6972 | -6972 | -6972 | -6963 | -6931 | -6870 | -6779 | -6668 | -6544 | -6415 | -6286 | -6163 | -6049 | -5936 | -5821 | -5710 | -5595 | -5478 | -5351 | -5213 | -5071 | -4932 | -4796 | -4668 | -4545 | -4432 | -4331 | -4247 | -4193 | -4183 | -4217 | -4284 | -4377 | -4490 | -4613 | -4740 | -4856 | -4947 | -5028 | -5105 | -5180 | -5252 | -5329 | -5412 | -5493 | -5571 | -5643 | -5709 | -5769 | -5820 | -5865 | -5919 | -5995 | -6087 | -6195 | -6318 | -6447 | -6577 | -6709 | -6840 | -6966 | -7081 | -7190 | -7293 | -7393 | -7491 | -7587 | -7683 | -7781 | -7881 | -7981 | -8083 | -8185 | -8284 | -8378 | -8453 | -8499 | -8510 | -8486 | -8440 | -8382 | -8313 | -8232 | -8143 | -8056 | -7990 | -7932 | -7875 | -7821 | -7768 | -7719 | -7672 | -7627 | -7579 | -7529 | -7476 | -7421 | -7365 | -7310 | -7261 | -7220 | -7192 | -7174 | -7159 | -7142 | -7125 | -7108 | -7090 | -7077 | -7080 | -7078 | -7070 | -7059 | -7044 | -7023 | -6994 | -6958 | -6915 | -6866 | -6809 | -6741 | -6660 | -6570 | -6483 | -6404 | -6333 | -6268 | -6208 | -6150 | -6093 | -6039 | -5987 | -5923 | -5811 | -5686 | -5561 | -5435 | -5307 | -5178 | -5047 | -4918 | -4792 | -4672 | -4562 | -4465 | -4381 | -4308 | -4237 | -4157 | -4065 | -3965 | -3868 | -3782 | -3711 | -3653 | -3608 | -3583 | -3589 | -3615 | -3653 | -3702 | -3761 | -3832 | -3913 | -4003 | -4099 | -4202 | -4311 | -4426 | -4545 | -4668 | -4789 | -4906 | -5028 | -5150 | -5267 | -5377 | -5480 | -5576 | -5661 | -5736 | -5811 | -5880 | -5945 | -6008 | -6071 | -6140 | -6216 | -6299 | -6387 | -6473 | -6554 | -6626 | -6688 | -6744 | -6801 | -6863 | -6922 | -6968 | -6994 | -7002 | -6998 | -6989 | -6981 | -6984 | -7013 | -7049 | -7088 | -7130 | -7172 | -7212 | -7244 | -7267 | -7285 | -7295 | -7301 | -7308 | -7317 | -7330 | -7347 | -7368 | -7386 | -7399 | -7407 | -7409 | -7405 | -7397 | -7389 | -7387 | -7394 | -7402 | -7412 | -7424 | -7436 | -7442 | -7444 | -7444 | -7440 | -7439 | -7438 | -7438 | -7439 | -7436 | -7429 | -7419 | -7413 | -7419 | -7439 | -7462 | -7485 | -7507 | -7528 | -7542 | -7537 | -7528 | -7520 | -7512 | -7500 | -7484 | -7464 | -7443 | -7423 | -7402 | -7381 | -7359 | -7333 | -7303 | -7273 | -7246 | -7222 | -7204 | -7189 | -7179 | -7172 | -7168 | -7162 | -7152 | -7129 | -7095 | -7056 | -7016 | -6978 | -6947 | -6922 | -6902 | -6885 | -6870 | -6855 | -6842 | -6834 | -6832 | -6837 | -6846 | -6868 | -6903 | -6949 | -7005 | -7065 | -7126 | -7184 | -7236 | -7281 | -7323 | -7364 | -7400 | -7435 | -7469 | -7506 | -7544 | -7583 | -7624 | -7670 | -7717 | -7762 | -7803 | -7838 | -7869 | -7891 | -7909 | -7926 | -7945 | -7969 | -7996 | -8027 | -8058 | -8080 | -8099 | -8116 | -8132 | -8145 | -8149 | -8147 | -8139 | -8127 | -8112 | -8093 | -8073 | -8055 | -8038 | -8021 | -8009 | -8004 | -8002 | -8002 | -8002 | -8000 | -7998 | -7995 | -7994 | -7998 | -8003 | -8009 | -8016 | -8025 | -8037 | -8053 | -8072 | -8096 | -8122 | -8150 | -8179 | -8207 | -8234 | -8264 | -8292 | -8315 | -8329 | -8339 | -8349 | -8356 | -8360 | -8361 | -8368 | -8391 | -8422 | -8456 | -8493 | -8533 | -8576 | -8622 | -8670 | -8718 | -8763 | -8805 | -8844 | -8883 | -8920 | -8957 | -8991 | -9018 | -9039 | -9050 | -9051 | -9049 | -9047 | -9048 | -9051 | -9053 | -9053 | -9054 | -9059 | -9064 | -9064 | -9059 | -9050 | -9037 | -9022 | -9007 | -8995 | -8982 | -8970 | -8957 | -8946 | -8929 | -8906 | -8874 | -8834 | -8787 | -8738 | -8692 | -8644 | -8581 | -8515 | -8445 | -8369 | -8293 | -8223 | -8161 | -8105 | -8056 | -8013 | -7977 | -7943 | -7909 | -7874 | -7839 | -7797 | -7747 | -7698 | -7658 | -7627 | -7604 | -7588 | -7577 | -7573 | -7572 | -7573 | -7577 | -7584 | -7591 | -7594 | -7589 | -7580 | -7566 | -7550 | -7531 | -7516 | -7505 | -7499 | -7498 | -7507 | -7532 | -7570 | -7613 | -7661 | -7710 | -7756 | -7797 | -7828 | -7852 | -7876 | -7899 | -7923 | -7947 | -7974 | -8006 | -8042 | -8082 | -8124 | -8168 | -8213 | -8258 | -8302 | -8345 | -8390 | -8437 | -8486 | -8533 | -8574 | -8607 | -8632 | -8651 | -8678 | -8716 | -8754 | -8790 | -8826 | -8863 | -8898 | -8932 | -8965 | -8994 | -9020 | -9041 | -9058 | -9073 | -9085 | -9092 | -9089 | -9078 | -9054 | -9023 | -8990 | -8962 | -8942 | -8934 | -8927 | -8907 | -8880 | -8847 | -8808 | -8763 | -8713 | -8659 | -8601 | -8540 | -8474 | -8405 | -8332 | -8253 | -8168 | -8081 | -7998 | -7923 | -7867 | -7832 | -7810 | -7795 | -7782 | -7763 | -7731 | -7693 | -7656 | -7618 | -7578 | -7538 | -7500 | -7465 | -7431 | -7400 | -7372 | -7348 | -7328 | -7313 | -7305 | -7304 | -7313 | -7331 | -7353 | -7375 | -7395 | -7413 | -7428 | -7444 | -7463 | -7486 | -7509 | -7532 | -7559 | -7589 | -7622 | -7656 | -7692 | -7732 | -7773 | -7817 | -7863 | -7911 | -7961 | -8009 | -8051 | -8085 | -8110 | -8130 | -8149 | -8172 | -8199 | -8228 | -8259 | -8293 | -8328 | -8366 | -8406 | -8451 | -8498 | -8545 | -8597 | -8652 | -8708 | -8764 | -8820 | -8877 | -8934 | -8994 | -9052 | -9093 | -9121 | -9144 | -9165 | -9183 | -9198 | -9212 | -9241 | -9288 | -9342 | -9399 | -9455 | -9509 | -9561 | -9612 | -9657 | -9699 | -9735 | -9767 | -9796 | -9823 | -9846 | -9865 | -9884 | -9909 | -9934 | -9947 | -9949 | -9943 | -9933 | -9920 | -9910 | -9897 | -9884 | -9870 | -9855 | -9839 | -9819 | -9792 | -9757 | -9720 | -9681 | -9643 | -9604 | -9565 | -9525 | -9487 | -9456 | -9432 | -9427 | -9442 | -9470 | -9503 | -9538 | -9573 | -9598 | -9609 | -9617 | -9623 | -9626 | -9628 | -9632 | -9639 | -9650 | -9663 | -9677 | -9691 | -9708 | -9727 | -9750 | -9776 | -9801 | -9820 | -9833 | -9841 | -9845 | -9849 | -9854 | -9860 | -9868 | -9875 | -9889 | -9909 | -9935 | -9967 | -10006 | -10050 | -10093 | -10135 | -10179 | -10224 | -10267 | -10307 | -10342 | -10373 | -10403 | -10434 | -10468 | -10505 | -10546 | -10591 | -10638 | -10687 | -10726 | -10750 | -10763 | -10766 | -10759 | -10742 | -10716 | -10683 | -10648 | -10613 | -10574 | -10533 | -10491 | -10452 | -10414 | -10375 | -10341 | -10316 | -10294 | -10274 | -10252 | -10226 | -10197 | -10167 | -10144 | -10128 | -10114 | -10102 | -10093 | -10086 | -10079 | -10073 | -10068 | -10063 | -10059 | -10055 | -10052 | -10050 | -10049 | -10050 | -10054 | -10058 | -10062 | -10064 | -10069 | -10077 | -10087 | -10096 | -10096 | -10091 | -10083 | -10073 | -10061 | -10049 | -10039 | -10028 | -10014 | -9998 | -9980 | -9958 | -9931 | -9900 | -9863 | -9821 | -9776 | -9731 | -9689 | -9650 | -9614 | -9578 | -9541 | -9503 | -9465 | -9435 | -9411 | -9390 | -9371 | -9352 | -9333 | -9313 | -9293 | -9272 | -9252 | -9233 | -9215 | -9200 | -9186 | -9170 | -9155 | -9140 | -9127 | -9118 | -9111 | -9105 | -9099 | -9095 | -9082 | -9060 | -9039 | -9019 | -9002 | -8988 | -8976 | -8968 | -8962 | -8958 | -8954 | -8951 | -8945 | -8937 | -8929 | -8925 | -8924 | -8921 | -8914 | -8906 | -8898 | -8896 | -8898 | -8907 | -8928 | -8945 | -8951 | -8949 | -8948 | -8952 | -8958 | -8961 | -8963 | -8963 | -8963 | -8964 | -8968 | -8977 | -8991 | -9007 | -9028 | -9058 | -9096 | -9137 | -9175 | -9209 | -9239 | -9267 | -9298 | -9344 | -9399 | -9462 | -9523 | -9581 | -9636 | -9692 | -9749 | -9807 | -9866 | -9925 | -9985 | -10042 | -10097 | -10149 | -10200 | -10248 | -10290 | -10325 | -10354 | -10379 | -10402 | -10423 | -10444 | -10462 | -10481 | -10498 | -10512 | -10522 | -10528 | -10531 | -10530 | -10524 | -10513 | -10493 | -10463 | -10424 | -10370 | -10305 | -10228 | -10142 | -10049 | -9954 | -9856 | -9755 | -9650 | -9543 | -9421 | -9286 | -9146 | -9000 | -8851 | -8703 | -8559 | -8420 | -8290 | -8168 | -8057 | -7957 | -7871 | -7797 | -7738 | -7692 | -7659 | -7640 | -7635 | -7646 | -7669 | -7703 | -7747 | -7795 | -7843 | -7894 | -7947 | -8001 | -8053 | -8104 | -8151 | -8196 | -8238 | -8278 | -8317 | -8352 | -8385 | -8414 | -8442 | -8469 | -8495 | -8517 | -8533 | -8542 | -8545 | -8540 | -8528 | -8514 | -8514 | -8515 | -8511 | -8505 | -8499 | -8493 | -8486 | -8475 | -8462 | -8443 | -8421 | -8397 | -8373 | -8353 | -8336 | -8323 | -8308 | -8298 | -8295 | -8302 | -8317 | -8339 | -8365 | -8387 | -8390 | -8386 | -8388 | -8394 | -8408 | -8431 | -8459 | -8490 | -8522 | -8556 | -8594 | -8636 | -8679 | -8722 | -8765 | -8808 | -8857 | -8906 | -8951 | -8994 | -9036 | -9079 | -9124 | -9176 | -9232 | -9289 | -9343 | -9394 | -9438 | -9472 | -9499 | -9523 | -9546 | -9568 | -9590 | -9611 | -9631 | -9651 | -9670 | -9687 | -9700 | -9710 | -9721 | -9730 | -9739 | -9746 | -9751 | -9756 | -9773 | -9791 | -9808 | -9824 | -9840 | -9855 | -9871 | -9889 | -9910 | -9932 | -9954 | -9973 | -9988 | -10001 | -10012 | -10023 | -10037 | -10055 | -10076 | -10098 | -10123 | -10153 | -10184 | -10210 | -10220 | -10226 | -10233 | -10244 | -10257 | -10271 | -10287 | -10303 | -10318 | -10333 | -10350 | -10370 | -10394 | -10423 | -10457 | -10494 | -10529 | -10551 | -10561 | -10557 | -10539 | -10513 | -10485 | -10466 | -10478 | -10504 | -10534 | -10571 | -10616 | -10671 | -10733 | -10801 | -10872 | -10947 | -11024 | -11102 | -11181 | -11260 | -11338 | -11413 | -11488 | -11570 | -11650 | -11729 | -11809 | -11891 | -11976 | -12052 | -12099 | -12133 | -12162 | -12183 | -12194 | -12196 | -12188 | -12171 | -12147 | -12116 | -12077 | -12032 | -11982 | -11926 | -11864 | -11799 | -11733 | -11675 | -11632 | -11606 | -11593 | -11585 | -11576 | -11566 | -11559 | -11552 | -11547 | -11545 | -11547 | -11554 | -11564 | -11579 | -11600 | -11628 | -11663 | -11704 | -11751 | -11804 | -11862 | -11925 | -11984 | -12022 | -12041 | -12042 | -12028 | -12007 | -11987 | -11985 | -12006 | -12037 | -12073 | -12108 | -12140 | -12168 | -12194 | -12219 | -12244 | -12264 | -12281 | -12295 | -12309 | -12322 | -12334 | -12344 | -12356 | -12378 | -12402 | -12432 | -12467 | -12503 | -12537 | -12558 | -12567 | -12571 | -12572 | -12572 | -12572 | -12575 | -12578 | -12579 | -12576 | -12571 | -12564 | -12554 | -12540 | -12525 | -12507 | -12488 | -12468 | -12443 | -12416 | -12390 | -12366 | -12345 | -12330 | -12322 | -12317 | -12309 | -12300 | -12291 | -12281 | -12270 | -12259 | -12245 | -12233 | -12224 | -12217 | -12213 | -12211 | -12208 | -12208 | -12208 | -12208 | -12205 | -12205 | -12203 | -12201 | -12198 | -12195 | -12193 | -12192 | -12193 | -12196 | -12201 | -12207 | -12213 | -12222 | -12234 | -12248 | -12263 | -12278 | -12294 | -12310 | -12324 | -12337 | -12350 | -12360 | -12374 | -12389 | -12404 | -12420 | -12436 | -12452 | -12460 | -12459 | -12451 | -12440 | -12426 | -12411 | -12396 | -12382 | -12369 | -12358 | -12351 | -12346 | -12344 | -12345 | -12347 | -12352 | -12360 | -12371 | -12383 | -12393 | -12400 | -12404 | -12407 | -12411 | -12421 | -12439 | -12461 | -12488 | -12517 | -12550 | -12587 | -12624 | -12661 | -12692 | -12718 | -12737 | -12751 | -12764 | -12776 | -12788 | -12797 | -12805 | -12815 | -12823 | -12832 | -12842 | -12854 | -12866 | -12878 | -12891 | -12904 | -12916 | -12929 | -12941 | -12951 | -12961 | -12972 | -12986 | -13004 | -13025 | -13051 | -13077 | -13103 | -13127 | -13150 | -13174 | -13193 | -13207 | -13215 | -13220 | -13225 | -13230 | -13241 | -13259 | -13281 | -13307 | -13335 | -13363 | -13389 | -13415 | -13440 | -13466 | -13490 | -13513 | -13535 | -13557 | -13580 | -13605 | -13632 | -13660 | -13687 | -13714 | -13738 | -13756 | -13771 | -13784 | -13799 | -13818 | -13833 | -13843 | -13846 | -13843 | -13838 | -13830 | -13818 | -13804 | -13788 | -13769 | -13747 | -13720 | -13690 | -13658 | -13621 | -13580 | -13538 | -13501 | -13470 | -13445 | -13424 | -13405 | -13384 | -13351 | -13313 | -13273 | -13234 | -13199 | -13169 | -13144 | -13124 | -13109 | -13096 | -13086 | -13082 | -13081 | -13082 | -13085 | -13090 | -13100 | -13124 | -13159 | -13199 | -13243 | -13289 | -13332 | -13362 | -13380 | -13398 | -13415 | -13430 | -13443 | -13454 | -13461 | -13465 | -13467 | -13470 | -13473 | -13476 | -13481 | -13488 | -13499 | -13516 | -13538 | -13553 | -13562 | -13569 | -13577 | -13590 | -13608 | -13632 | -13671 | -13719 | -13775 | -13841 | -13917 | -14001 | -14093 | -14191 | -14293 | -14398 | -14505 | -14614 | -14725 | -14837 | -14947 | -15055 | -15159 | -15257 | -15349 | -15428 | -15494 | -15549 | -15596 | -15644 | -15701 | -15766 | -15839 | -15914 | -15989 | -16065 | -16141 | -16214 | -16287 | -16360 | -16431 | -16499 | -16564 | -16627 | -16687 | -16745 | -16802 | -16859 | -16912 | -16961 | -17004 | -17041 | -17073 | -17103 | -17134 | -17163 | -17184 | -17197 | -17200 | -17193 | -17177 | -17153 | -17120 | -17081 | -17036 | -16985 | -16928 | -16865 | -16799 | -16728 | -16653 | -16579 | -16509 | -16444 | -16382 | -16324 | -16263 | -16189 | -16088 | -15974 | -15850 | -15719 | -15582 | -15440 | -15295 | -15151 | -15006 | -14863 | -14721 | -14580 | -14440 | -14299 | -14158 | -14020 | -13884 | -13757 | -13643 | -13541 | -13450 | -13368 | -13298 | -13246 | -13202 | -13157 | -13115 | -13077 | -13045 | -13019 | -12997 | -12980 | -12966 | -12955 | -12948 | -12947 | -12953 | -12966 | -12984 | -13007 | -13034 | -13059 | -13082 | -13104 | -13126 | -13149 | -13167 | -13183 | -13204 | -13229 | -13258 | -13292 | -13332 | -13377 | -13426 | -13480 | -13536 | -13594 | -13654 | -13715 | -13776 | -13838 | -13901 | -13965 | -14028 | -14081 | -14125 | -14162 | -14196 | -14228 | -14261 | -14305 | -14366 | -14431 | -14497 | -14563 | -14630 | -14698 | -14764 | -14829 | -14892 | -14954 | -15014 | -15071 | -15127 | -15179 | -15228 | -15272 | -15312 | -15349 | -15386 | -15428 | -15474 | -15521 | -15564 | -15589 | -15588 | -15580 | -15570 | -15557 | -15537 | -15512 | -15486 | -15460 | -15435 | -15413 | -15393 | -15374 | -15357 | -15339 | -15321 | -15300 | -15279 | -15259 | -15242 | -15213 | -15175 | -15130 | -15084 | -15046 | -15018 | -14987 | -14952 | -14910 | -14860 | -14802 | -14737 | -14665 | -14585 | -14495 | -14395 | -14286 | -14169 | -14046 | -13916 | -13781 | -13642 | -13513 | -13399 | -13299 | -13213 | -13137 | -13065 | -12982 | -12875 | -12757 | -12635 | -12515 | -12398 | -12280 | -12159 | -12033 | -11901 | -11766 | -11634 | -11501 | -11368 | -11238 | -11109 | -10984 | -10870 | -10762 | -10660 | -10563 | -10472 | -10388 | -10306 | -10224 | -10151 | -10089 | -10032 | -9973 | -9912 | -9853 | -9795 | -9738 | -9681 | -9619 | -9551 | -9481 | -9407 | -9329 | -9249 | -9164 | -9073 | -8975 | -8876 | -8769 | -8655 | -8532 | -8403 | -8268 | -8131 | -7992 | -7860 | -7737 | -7626 | -7527 | -7444 | -7379 | -7333 | -7303 | -7289 | -7287 | -7296 | -7320 | -7358 | -7408 | -7469 | -7541 | -7623 | -7718 | -7823 | -7935 | -8050 | -8168 | -8288 | -8409 | -8529 | -8643 | -8754 | -8858 | -8953 | -9035 | -9106 | -9170 | -9228 | -9285 | -9340 | -9389 | -9431 | -9467 | -9497 | -9522 | -9543 | -9557 | -9562 | -9558 | -9549 | -9535 | -9516 | -9493 | -9465 | -9434 | -9399 | -9362 | -9326 | -9294 | -9265 | -9239 | -9216 | -9193 | -9171 | -9149 | -9130 | -9113 | -9099 | -9082 | -9064 | -9048 | -9036 | -9027 | -9023 | -9028 | -9042 | -9057 | -9072 | -9087 | -9104 | -9123 | -9142 | -9160 | -9178 | -9195 | -9210 | -9224 | -9239 | -9256 | -9273 | -9287 | -9299 | -9312 | -9326 | -9338 | -9348 | -9356 | -9367 | -9390 | -9437 | -9499 | -9570 | -9644 | -9718 | -9789 | -9861 | -9933 | -10007 | -10084 | -10164 | -10246 | -10331 | -10415 | -10503 | -10595 | -10691 | -10783 | -10868 | -10944 | -11014 | -11081 | -11151 | -11229 | -11302 | -11365 | -11424 | -11482 | -11545 | -11611 | -11682 | -11757 | -11832 | -11908 | -11980 | -12050 | -12117 | -12184 | -12251 | -12316 | -12378 | -12431 | -12477 | -12519 | -12558 | -12600 | -12643 | -12684 | -12713 | -12735 | -12750 | -12761 | -12766 | -12765 | -12758 | -12748 | -12735 | -12716 | -12696 | -12672 | -12643 | -12608 | -12566 | -12519 | -12469 | -12425 | -12387 | -12357 | -12334 | -12314 | -12293 | -12256 | -12204 | -12152 | -12100 | -12047 | -11997 | -11947 | -11895 | -11841 | -11786 | -11731 | -11676 | -11621 | -11566 | -11513 | -11462 | -11412 | -11364 | -11320 | -11278 | -11239 | -11199 | -11158 | -11114 | -11066 | -11017 | -10973 | -10931 | -10891 | -10850 | -10810 | -10772 | -10735 | -10697 | -10659 | -10619 | -10578 | -10535 | -10491 | -10445 | -10400 | -10355 | -10311 | -10267 | -10222 | -10175 | -10129 | -10083 | -10045 | -10016 | -9990 | -9966 | -9941 | -9916 | -9891 | -9861 | -9827 | -9788 | -9745 | -9700 | -9654 | -9609 | -9564 | -9519 | -9474 | -9430 | -9387 | -9344 | -9301 | -9258 | -9213 | -9166 | -9109 | -9047 | -8986 | -8927 | -8871 | -8820 | -8776 | -8741 | -8715 | -8699 | -8695 | -8701 | -8716 | -8740 | -8772 | -8811 | -8854 | -8900 | -8942 | -8977 | -9007 | -9028 | -9042 | -9051 | -9066 | -9092 | -9120 | -9148 | -9176 | -9201 | -9221 | -9233 | -9237 | -9236 | -9227 | -9210 | -9184 | -9149 | -9105 | -9052 | -8992 | -8930 | -8873 | -8822 | -8778 | -8746 | -8725 | -8715 | -8710 | -8708 | -8711 | -8716 | -8719 | -8718 | -8714 | -8712 | -8719 | -8733 | -8751 | -8773 | -8798 | -8828 | -8863 | -8904 | -8951 | -8999 | -9043 | -9081 | -9110 | -9126 | -9133 | -9140 | -9157 | -9179 | -9195 | -9209 | -9224 | -9245 | -9272 | -9302 | -9331 | -9356
2035 | 1987 | 0 | 30230.5126 | #DIV/0!
2040 | 1987 | 18053 | 29452.372 | 1.6314 | -7680 | -7673 | -7672 | -7675 | -7680 | -7690 | -7704 | -7723 | -7746 | -7773 | -7805 | -7844 | -7887 | -7932 | -7976 | -8014 | -8045 | -8072 | -8096 | -8117 | -8137 | -8153 | -8167 | -8182 | -8200 | -8221 | -8246 | -8276 | -8308 | -8343 | -8380 | -8417 | -8456 | -8496 | -8537 | -8578 | -8621 | -8666 | -8721 | -8791 | -8876 | -8974 | -9087 | -9214 | -9357 | -9515 | -9686 | -9864 | -10047 | -10233 | -10418 | -10601 | -10784 | -10968 | -11150 | -11327 | -11486 | -11615 | -11722 | -11810 | -11885 | -11952 | -12014 | -12077 | -12127 | -12162 | -12183 | -12189 | -12180 | -12157 | -12122 | -12079 | -12029 | -11972 | -11911 | -11845 | -11775 | -11700 | -11623 | -11547 | -11479 | -11427 | -11384 | -11349 | -11319 | -11292 | -11264 | -11231 | -11200 | -11170 | -11139 | -11105 | -11069 | -11031 | -10988 | -10940 | -10885 | -10826 | -10761 | -10689 | -10611 | -10530 | -10447 | -10363 | -10283 | -10213 | -10151 | -10095 | -10043 | -9993 | -9938 | -9877 | -9814 | -9753 | -9693 | -9638 | -9586 | -9538 | -9496 | -9459 | -9429 | -9403 | -9382 | -9367 | -9359 | -9358 | -9363 | -9374 | -9389 | -9405 | -9422 | -9442 | -9467 | -9499 | -9540 | -9593 | -9654 | -9725 | -9805 | -9891 | -9986 | -10091 | -10204 | -10324 | -10451 | -10582 | -10717 | -10856 | -11001 | -11151 | -11304 | -11457 | -11598 | -11722 | -11832 | -11936 | -12034 | -12129 | -12224 | -12322 | -12420 | -12515 | -12609 | -12700 | -12784 | -12859 | -12923 | -12980 | -13031 | -13081 | -13131 | -13179 | -13222 | -13260 | -13293 | -13322 | -13345 | -13358 | -13366 | -13367 | -13362 | -13349 | -13326 | -13294 | -13256 | -13212 | -13160 | -13100 | -13034 | -12962 | -12886 | -12807 | -12724 | -12637 | -12546 | -12454 | -12362 | -12272 | -12187 | -12110 | -12047 | -12007 | -11982 | -11965 | -11957 | -11958 | -11971 | -12000 | -12040 | -12087 | -12142 | -12204 | -12273 | -12348 | -12427 | -12511 | -12598 | -12686 | -12776 | -12867 | -12957 | -13044 | -13126 | -13200 | -13267 | -13330 | -13388 | -13442 | -13492 | -13540 | -13584 | -13620 | -13654 | -13692 | -13737 | -13788 | -13848 | -13916 | -13994 | -14083 | -14184 | -14296 | -14417 | -14545 | -14679 | -14816 | -14951 | -15086 | -15219 | -15353 | -15488 | -15625 | -15762 | -15896 | -16024 | -16145 | -16261 | -16372 | -16474 | -16567 | -16652 | -16730 | -16797 | -16850 | -16890 | -16914 | -16924 | -16921 | -16909 | -16889 | -16867 | -16842 | -16817 | -16794 | -16772 | -16750 | -16725 | -16697 | -16664 | -16626 | -16582 | -16534 | -16485 | -16437 | -16388 | -16343 | -16304 | -16271 | -16247 | -16232 | -16223 | -16219 | -16216 | -16218 | -16225 | -16240 | -16254 | -16257 | -16253 | -16248 | -16246 | -16249 | -16266 | -16308 | -16376 | -16458 | -16551 | -16652 | -16761 | -16872 | -16983 | -17093 | -17199 | -17303 | -17403 | -17501 | -17596 | -17689 | -17777 | -17859 | -17928 | -17986 | -18024 | -18044 | -18051 | -18053 | -18053 | -18043 | -18021 | -17992 | -17959 | -17920 | -17877 | -17829 | -17775 | -17715 | -17650 | -17580 | -17507 | -17434 | -17362 | -17289 | -17213 | -17134 | -17064 | -17012 | -16981 | -16965 | -16956 | -16946 | -16924 | -16883 | -16828 | -16762 | -16686 | -16605 | -16521 | -16438 | -16358 | -16281 | -16209 | -16143 | -16082 | -16025 | -15973 | -15927 | -15888 | -15852 | -15814 | -15767 | -15716 | -15662 | -15608 | -15555 | -15509 | -15478 | -15464 | -15462 | -15467 | -15477 | -15487 | -15498 | -15510 | -15521 | -15532 | -15542 | -15553 | -15560 | -15565 | -15568 | -15569 | -15568 | -15557 | -15536 | -15508 | -15473 | -15433 | -15393 | -15358 | -15335 | -15317 | -15298 | -15282 | -15270 | -15261 | -15256 | -15254 | -15252 | -15249 | -15245 | -15241 | -15237 | -15236 | -15235 | -15234 | -15232 | -15231 | -15234 | -15236 | -15238 | -15239 | -15239 | -15236 | -15226 | -15212 | -15198 | -15183 | -15168 | -15153 | -15136 | -15117 | -15096 | -15074 | -15050 | -15022 | -14992 | -14956 | -14916 | -14875 | -14835 | -14801 | -14771 | -14745 | -14724 | -14704 | -14682 | -14662 | -14645 | -14631 | -14618 | -14607 | -14593 | -14574 | -14553 | -14529 | -14503 | -14478 | -14456 | -14436 | -14418 | -14402 | -14388 | -14377 | -14367 | -14355 | -14342 | -14328 | -14311 | -14295 | -14281 | -14268 | -14255 | -14245 | -14233 | -14217 | -14199 | -14182 | -14167 | -14153 | -14140 | -14126 | -14108 | -14086 | -14065 | -14046 | -14027 | -14008 | -13986 | -13968 | -13955 | -13944 | -13934 | -13920 | -13901 | -13874 | -13840 | -13799 | -13751 | -13696 | -13634 | -13565 | -13492 | -13415 | -13337 | -13260 | -13184 | -13109 | -13034 | -12956 | -12874 | -12788 | -12701 | -12619 | -12546 | -12480 | -12421 | -12366 | -12314 | -12263 | -12203 | -12140 | -12077 | -12017 | -11960 | -11906 | -11853 | -11800 | -11746 | -11690 | -11633 | -11574 | -11514 | -11452 | -11390 | -11329 | -11266 | -11204 | -11144 | -11089 | -11042 | -11001 | -10963 | -10925 | -10877 | -10819 | -10755 | -10690 | -10623 | -10555 | -10488 | -10421 | -10356 | -10295 | -10239 | -10190 | -10149 | -10118 | -10097 | -10088 | -10088 | -10086 | -10079 | -10071 | -10062 | -10053 | -10047 | -10049 | -10069 | -10107 | -10155 | -10208 | -10261 | -10313 | -10362 | -10408 | -10452 | -10493 | -10531 | -10562 | -10587 | -10604 | -10614 | -10616 | -10609 | -10600 | -10593 | -10589 | -10587 | -10586 | -10586 | -10580 | -10562 | -10534 | -10502 | -10470 | -10441 | -10416 | -10397 | -10382 | -10370 | -10359 | -10349 | -10341 | -10335 | -10330 | -10322 | -10314 | -10307 | -10309 | -10316 | -10326 | -10335 | -10345 | -10357 | -10373 | -10398 | -10432 | -10474 | -10523 | -10576 | -10632 | -10693 | -10756 | -10822 | -10889 | -10957 | -11029 | -11106 | -11192 | -11284 | -11381 | -11479 | -11564 | -11629 | -11677 | -11711 | -11738 | -11760 | -11784 | -11815 | -11847 | -11875 | -11898 | -11921 | -11944 | -11967 | -11987 | -12001 | -12010 | -12012 | -12005 | -11986 | -11955 | -11915 | -11871 | -11824 | -11780 | -11746 | -11719 | -11698 | -11681 | -11665 | -11649 | -11627 | -11602 | -11579 | -11556 | -11535 | -11514 | -11492 | -11474 | -11464 | -11465 | -11477 | -11500 | -11533 | -11575 | -11624 | -11679 | -11741 | -11802 | -11860 | -11920 | -11987 | -12062 | -12143 | -12234 | -12345 | -12481 | -12633 | -12797 | -12971 | -13153 | -13343 | -13539 | -13740 | -13945 | -14153 | -14363 | -14578 | -14796 | -15018 | -15239 | -15450 | -15632 | -15783 | -15913 | -16020 | -16109 | -16183 | -16249 | -16313 | -16376 | -16434 | -16486 | -16529 | -16562 | -16589 | -16608 | -16617 | -16619 | -16613 | -16599 | -16576 | -16546 | -16508 | -16464 | -16419 | -16376 | -16333 | -16289 | -16238 | -16181 | -16119 | -16054 | -15988 | -15918 | -15847 | -15776 | -15704 | -15632 | -15560 | -15490 | -15422 | -15358 | -15297 | -15239 | -15182 | -15128 | -15078 | -15032 | -14987 | -14945 | -14907 | -14869 | -14830 | -14790 | -14749 | -14711 | -14682 | -14663 | -14647 | -14633 | -14621 | -14611 | -14599 | -14584 | -14564 | -14541 | -14516 | -14490 | -14464 | -14437 | -14409 | -14378 | -14344 | -14309 | -14280 | -14254 | -14232 | -14213 | -14197 | -14181 | -14155 | -14119 | -14076 | -14026 | -13971 | -13911 | -13849 | -13786 | -13723 | -13660 | -13594 | -13524 | -13450 | -13373 | -13290 | -13202 | -13115 | -13039 | -12974 | -12922 | -12879 | -12842 | -12808 | -12770 | -12719 | -12649 | -12570 | -12482 | -12389 | -12293 | -12193 | -12094 | -11994 | -11894 | -11793 | -11693 | -11593 | -11495 | -11399 | -11303 | -11211 | -11128 | -11058 | -11000 | -10953 | -10917 | -10886 | -10854 | -10809 | -10756 | -10704 | -10654 | -10606 | -10562 | -10519 | -10477 | -10435 | -10395 | -10356 | -10320 | -10287 | -10257 | -10231 | -10210 | -10190 | -10170 | -10150 | -10126 | -10100 | -10072 | -10046 | -10024 | -10010 | -10004 | -9999 | -9998 | -10001 | -10006 | -10010 | -10012 | -10011 | -10005 | -9993 | -9976 | -9955 | -9929 | -9899 | -9863 | -9827 | -9798 | -9775 | -9760 | -9752 | -9748 | -9745 | -9736 | -9712 | -9673 | -9625 | -9571 | -9510 | -9446 | -9380 | -9312 | -9244 | -9180 | -9120 | -9062 | -9008 | -8956 | -8908 | -8866 | -8831 | -8805 | -8786 | -8769 | -8752 | -8735 | -8723 | -8719 | -8735 | -8779 | -8841 | -8917 | -9001 | -9088 | -9179 | -9277 | -9377 | -9480 | -9582 | -9681 | -9776 | -9864 | -9946 | -10022 | -10086 | -10135 | -10170 | -10197 | -10218 | -10235 | -10246 | -10248 | -10229 | -10179 | -10110 | -10023 | -9927 | -9825 | -9718 | -9603 | -9484 | -9362 | -9241 | -9123 | -9012 | -8908 | -8812 | -8721 | -8637 | -8562 | -8494 | -8425 | -8355 | -8283 | -8215 | -8155 | -8113 | -8085 | -8063 | -8048 | -8037 | -8029 | -8026 | -8027 | -8030 | -8037 | -8047 | -8059 | -8070 | -8078 | -8081 | -8079 | -8074 | -8066 | -8060 | -8061 | -8071 | -8086 | -8103 | -8119 | -8130 | -8146 | -8172 | -8204 | -8244 | -8290 | -8342 | -8398 | -8457 | -8517 | -8579 | -8642 | -8705 | -8771 | -8841 | -8916 | -8985 | -9043 | -9083 | -9107 | -9116 | -9118 | -9118 | -9121 | -9145 | -9175 | -9201 | -9222 | -9234 | -9240 | -9240 | -9235 | -9228 | -9218 | -9204 | -9187 | -9167 | -9146 | -9124 | -9099 | -9075 | -9058 | -9050 | -9051 | -9054 | -9054 | -9051 | -9043 | -9029 | -9011 | -8991 | -8973 | -8957 | -8942 | -8930 | -8920 | -8912 | -8905 | -8899 | -8896 | -8895 | -8896 | -8897 | -8901 | -8912 | -8926 | -8942 | -8961 | -8985 | -9015 | -9047 | -9078 | -9103 | -9135 | -9172 | -9213 | -9256 | -9300 | -9343 | -9383 | -9419 | -9453 | -9486 | -9516 | -9544 | -9573 | -9601 | -9625 | -9635 | -9638 | -9640 | -9641 | -9642 | -9645 | -9651 | -9661 | -9668 | -9663 | -9652 | -9636 | -9618 | -9599 | -9580 | -9562 | -9545 | -9529 | -9512 | -9496 | -9480 | -9465 | -9450 | -9440 | -9441 | -9454 | -9474 | -9500 | -9533 | -9571 | -9609 | -9644 | -9669 | -9689 | -9709 | -9730 | -9749 | -9768 | -9788 | -9811 | -9836 | -9863 | -9892 | -9921 | -9950 | -9977 | -10004 | -10031 | -10054 | -10071 | -10087 | -10104 | -10121 | -10138 | -10154 | -10169 | -10188 | -10217 | -10249 | -10282 | -10317 | -10353 | -10390 | -10427 | -10463 | -10499 | -10534 | -10568 | -10601 | -10634 | -10667 | -10700 | -10728 | -10744 | -10753 | -10762 | -10769 | -10776 | -10783 | -10792 | -10804 | -10819 | -10834 | -10849 | -10864 | -10876 | -10888 | -10896 | -10901 | -10904 | -10905 | -10904 | -10902 | -10898 | -10893 | -10885 | -10882 | -10889 | -10904 | -10921 | -10940 | -10960 | -10979 | -10997 | -11007 | -11004 | -11001 | -10997 | -10992 | -10985 | -10979 | -10973 | -10969 | -10968 | -10969 | -10974 | -10981 | -10991 | -11003 | -11016 | -11029 | -11040 | -11051 | -11060 | -11067 | -11071 | -11074 | -11078 | -11084 | -11094 | -11108 | -11126 | -11147 | -11169 | -11192 | -11215 | -11238 | -11260 | -11282 | -11301 | -11316 | -11327 | -11334 | -11338 | -11340 | -11343 | -11339 | -11330 | -11318 | -11304 | -11289 | -11273 | -11254 | -11230 | -11203 | -11175 | -11147 | -11121 | -11097 | -11076 | -11057 | -11041 | -11028 | -11018 | -11011 | -11006 | -11004 | -11006 | -11009 | -11012 | -11014 | -11016 | -11016 | -11015 | -11012 | -11007 | -11004 | -11013 | -11029 | -11048 | -11070 | -11095 | -11123 | -11151 | -11177 | -11198 | -11217 | -11233 | -11248 | -11264 | -11279 | -11293 | -11299 | -11292 | -11279 | -11264 | -11251 | -11240 | -11229 | -11217 | -11200 | -11172 | -11135 | -11093 | -11048 | -11000 | -10951 | -10901 | -10853 | -10810 | -10769 | -10733 | -10703 | -10680 | -10663 | -10651 | -10638 | -10630 | -10629 | -10631 | -10637 | -10646 | -10657 | -10673 | -10702 | -10757 | -10829 | -10908 | -10991 | -11077 | -11169 | -11268 | -11374 | -11486 | -11604 | -11724 | -11844 | -11963 | -12078 | -12185 | -12277 | -12349 | -12401 | -12431 | -12447 | -12454 | -12457 | -12459 | -12464 | -12479 | -12502 | -12530 | -12561 | -12595 | -12628 | -12656 | -12679 | -12697 | -12709 | -12715 | -12714 | -12707 | -12696 | -12683 | -12674 | -12668 | -12664 | -12652 | -12636 | -12616 | -12595 | -12573 | -12546 | -12511 | -12471 | -12424 | -12370 | -12310 | -12245 | -12178 | -12107 | -12033 | -11955 | -11876 | -11795 | -11711 | -11623 | -11535 | -11455 | -11388 | -11331 | -11290 | -11258 | -11231 | -11207 | -11185 | -11161 | -11121 | -11070 | -11016 | -10959 | -10898 | -10831 | -10759 | -10682 | -10602 | -10520 | -10435 | -10348 | -10263 | -10177 | -10093 | -10024 | -9974 | -9940 | -9918 | -9903 | -9889 | -9871 | -9847 | -9811 | -9754 | -9682 | -9604 | -9523 | -9441 | -9361 | -9279 | -9200 | -9122 | -9048 | -8978 | -8912 | -8849 | -8790 | -8737 | -8689 | -8646 | -8605 | -8566 | -8528 | -8491 | -8460 | -8434 | -8415 | -8407 | -8405 | -8407 | -8412 | -8423 | -8438 | -8459 | -8485 | -8514 | -8545 | -8577 | -8613 | -8653 | -8695 | -8738 | -8775 | -8804 | -8829 | -8851 | -8870 | -8888 | -8906 | -8925 | -8948 | -8980 | -9019 | -9061 | -9105 | -9147 | -9188 | -9225 | -9259 | -9291 | -9321 | -9349 | -9374 | -9395 | -9411 | -9426 | -9445 | -9469 | -9496 | -9530 | -9571 | -9618 | -9670 | -9724 | -9772 | -9811 | -9849 | -9892 | -9942 | -10003 | -10078 | -10166 | -10267 | -10380 | -10505 | -10640 | -10786 | -10942 | -11107 | -11275 | -11439 | -11594 | -11745 | -11891 | -12030 | -12164 | -12291 | -12413 | -12536 | -12671 | -12819 | -12966 | -13106 | -13236 | -13354 | -13461 | -13560 | -13654 | -13743 | -13826 | -13901 | -13968 | -14032 | -14088 | -14121 | -14132 | -14126 | -14107 | -14080 | -14048 | -14013 | -13975 | -13933 | -13884 | -13825 | -13765 | -13709 | -13660 | -13618 | -13582 | -13548 | -13516 | -13484 | -13453 | -13425 | -13397 | -13370 | -13340 | -13311 | -13279 | -13237 | -13191 | -13145 | -13100 | -13055 | -13012 | -12971 | -12944 | -12932 | -12926 | -12922 | -12917 | -12910 | -12899 | -12886 | -12871 | -12854 | -12836 | -12817 | -12800 | -12783 | -12768 | -12751 | -12732 | -12715 | -12704 | -12698 | -12697 | -12700 | -12708 | -12718 | -12730 | -12742 | -12750 | -12756 | -12763 | -12773 | -12787 | -12805 | -12826 | -12849 | -12874 | -12901 | -12930 | -12957 | -12981 | -13006 | -13039 | -13079 | -13119 | -13153 | -13180 | -13202 | -13220 | -13238 | -13255 | -13276 | -13302 | -13330 | -13359 | -13383 | -13400 | -13410 | -13413 | -13408 | -13396 | -13379 | -13357 | -13333 | -13306 | -13276 | -13241 | -13205 | -13168 | -13130 | -13095 | -13060 | -13025 | -12988 | -12943 | -12892 | -12835 | -12775 | -12715 | -12657 | -12604 | -12556 | -12513 | -12475 | -12444 | -12417 | -12394 | -12374 | -12355 | -12342 | -12331 | -12320 | -12310 | -12299 | -12288 | -12277 | -12268 | -12261 | -12254 | -12251 | -12254 | -12263 | -12274 | -12286 | -12297 | -12308 | -12316 | -12323 | -12326 | -12327 | -12326 | -12323 | -12315 | -12303 | -12283 | -12251 | -12213 | -12174 | -12136 | -12098 | -12061 | -12026 | -11998 | -11971 | -11938 | -11901 | -11863 | -11828 | -11795 | -11766 | -11740 | -11715 | -11692 | -11672 | -11653 | -11637 | -11624 | -11614 | -11608 | -11603 | -11599 | -11597 | -11596 | -11596 | -11597 | -11599 | -11604 | -11614 | -11625 | -11639 | -11652 | -11665 | -11679 | -11693 | -11709 | -11726 | -11746 | -11768 | -11791 | -11813 | -11833 | -11848 | -11858 | -11872 | -11890 | -11907 | -11922 | -11934 | -11944 | -11951 | -11963 | -11982 | -12000 | -12017 | -12031 | -12044 | -12059 | -12075 | -12094 | -12114 | -12136 | -12158 | -12179 | -12198 | -12210 | -12217 | -12220 | -12210 | -12193 | -12176 | -12161 | -12149 | -12139 | -12131 | -12116 | -12091 | -12064 | -12038 | -12014 | -11990 | -11964 | -11935 | -11903 | -11869 | -11835 | -11800 | -11767 | -11735 | -11706 | -11683 | -11661 | -11644 | -11634 | -11628 | -11622 | -11617 | -11610 | -11603 | -11601 | -11604 | -11606 | -11605 | -11600 | -11592 | -11582 | -11569 | -11553 | -11532 | -11506 | -11480 | -11454 | -11428 | -11394 | -11358 | -11324 | -11295 | -11270 | -11250 | -11235 | -11224 | -11214 | -11203 | -11169 | -11108 | -11039 | -10964 | -10882 | -10794 | -10699 | -10598 | -10492 | -10382 | -10271 | -10156 | -10039 | -9922 | -9827 | -9766 | -9742 | -9752 | -9775 | -9803 | -9833 | -9863 | -9891 | -9916 | -9937 | -9965 | -9999 | -10038 | -10080 | -10124 | -10169 | -10215 | -10261 | -10306 | -10349 | -10388 | -10421 | -10448 | -10466 | -10478 | -10483 | -10488 | -10493 | -10497 | -10497 | -10495 | -10488 | -10477 | -10458 | -10426 | -10386 | -10338 | -10284 | -10223 | -10158 | -10090 | -10018 | -9945 | -9870 | -9795 | -9720 | -9647 | -9579 | -9518 | -9465 | -9413 | -9360 | -9305 | -9246 | -9190 | -9141 | -9100 | -9070 | -9053 | -9044 | -9044 | -9051 | -9068 | -9090 | -9119 | -9153 | -9192 | -9237 | -9285 | -9337 | -9391 | -9433 | -9458 | -9469 | -9472 | -9476 | -9484 | -9498 | -9514 | -9530 | -9546 | -9569 | -9599 | -9625 | -9648 | -9668 | -9689 | -9711 | -9733 | -9752 | -9767 | -9780 | -9791 | -9800 | -9809 | -9819 | -9829 | -9838 | -9853 | -9873 | -9897 | -9920 | -9943 | -9964 | -9982 | -9994 | -10006 | -10019 | -10032 | -10043 | -10051 | -10055 | -10059 | -10065 | -10074 | -10086 | -10101 | -10119 | -10137 | -10146 | -10142 | -10125 | -10099 | -10067 | -10032 | -9994 | -9953 | -9909 | -9867 | -9840 | -9828 | -9813 | -9793 | -9771 | -9745 | -9717 | -9684 | -9648 | -9608 | -9565 | -9516 | -9464 | -9410 | -9371 | -9354 | -9355 | -9357 | -9353 | -9346 | -9336 | -9328 | -9323 | -9316 | -9301 | -9287 | -9277 | -9273 | -9271 | -9271 | -9276 | -9284 | -9293 | -9301 | -9307 | -9312 | -9315 | -9314 | -9305 | -9290 | -9272 | -9256 | -9240 | -9225 | -9206 | -9186 | -9163 | -9140 | -9109 | -9053 | -8991 | -8926 | -8860 | -8791 | -8715 | -8634 | -8551 | -8468 | -8388 | -8311 | -8235 | -8164 | -8102 | -8047 | -8000 | -7954 | -7905 | -7852 | -7796 | -7737 | -7672 | -7603 | -7537 | -7490 | -7455 | -7424 | -7398 | -7379 | -7366 | -7357 | -7352 | -7346 | -7339 | -7330 | -7319 | -7306 | -7286 | -7259 | -7223 | -7175 | -7119 | -7059 | -6999 | -6943 | -6896 | -6855 | -6815 | -6764 | -6707 | -6648 | -6589 | -6528 | -6468 | -6413 | -6365 | -6325 | -6294 | -6272 | -6259 | -6256 | -6260 | -6271 | -6282 | -6297 | -6321 | -6352 | -6385 | -6419 | -6453 | -6486 | -6522 | -6582 | -6654 | -6732 | -6814 | -6900 | -6990 | -7076 | -7157 | -7232 | -7302 | -7365 | -7420 | -7463 | -7498 | -7521 | -7537 | -7548 | -7554 | -7560 | -7569 | -7581 | -7591 | -7592 | -7569 | -7502 | -7415 | -7318 | -7214 | -7106 | -6996 | -6888 | -6782 | -6682 | -6586 | -6495 | -6413 | -6340 | -6281 | -6235 | -6207 | -6194 | -6192 | -6198 | -6206 | -6216 | -6231 | -6259 | -6307 | -6377 | -6463 | -6559 | -6662 | -6768 | -6876 | -6982 | -7087 | -7188 | -7287 | -7383 | -7477 | -7568 | -7654 | -7735 | -7813 | -7889 | -7964 | -8039 | -8112 | -8183 | -8253 | -8316 | -8374 | -8437 | -8501 | -8563 | -8625 | -8689 | -8753 | -8818 | -8882 | -8944 | -9004 | -9060 | -9112 | -9159 | -9196 | -9220 | -9234 | -9247 | -9260 | -9274 | -9287 | -9299 | -9308 | -9314 | -9321 | -9333 | -9345 | -9353 | -9358 | -9359 | -9354 | -9345 | -9334 | -9321 | -9307 | -9292 | -9276 | -9258 | -9240 | -9224 | -9204 | -9175 | -9139 | -9095 | -9046 | -8994 | -8942 | -8892 | -8847 | -8804 | -8770 | -8744 | -8726 | -8716 | -8712 | -8716 | -8724 | -8736 | -8749 | -8763 | -8779 | -8796 | -8798 | -8794 | -8783 | -8771 | -8763 | -8760 | -8762 | -8769 | -8778 | -8788 | -8796 | -8803 | -8808 | -8810 | -8806 | -8795 | -8780 | -8762 | -8743 | -8723 | -8704 | -8687 | -8670 | -8653 | -8646 | -8639 | -8635 | -8629 | -8623 | -8616 | -8610 | -8604 | -8598 | -8591 | -8583 | -8570 | -8556 | -8541 | -8527 | -8516 | -8507 | -8500 | -8490 | -8479 | -8468 | -8458 | -8449 | -8440 | -8428 | -8412 | -8386 | -8346 | -8289 | -8213 | -8120 | -8014 | -7905 | -7799 | -7703 | -7605 | -7507 | -7414 | -7324 | -7237 | -7152 | -7070 | -6993 | -6920 | -6850 | -6784 | -6719 | -6658 | -6603 | -6560 | -6521 | -6484 | -6448 | -6417 | -6396 | -6384 | -6375 | -6368 | -6361 | -6353 | -6343 | -6330 | -6315 | -6297 | -6278 | -6261 | -6246 | -6232 | -6218 | -6205 | -6194 | -6186 | -6184 | -6188 | -6201 | -6227 | -6265 | -6314 | -6367 | -6420 | -6469 | -6509 | -6540 | -6578 | -6619 | -6658 | -6694 | -6732 | -6772 | -6811 | -6848 | -6885 | -6920 | -6949 | -6973 | -6984 | -6983 | -6978 | -6970 | -6952 | -6925 | -6894 | -6861 | -6827 | -6794 | -6763 | -6734 | -6701 | -6662 | -6624 | -6590 | -6559 | -6532 | -6509 | -6491 | -6476 | -6462 | -6447 | -6434 | -6419 | -6394 | -6363 | -6320 | -6268 | -6214 | -6159 | -6103 | -6045 | -5985 | -5925 | -5872 | -5824 | -5784 | -5743 | -5698 | -5645 | -5586 | -5519 | -5448 | -5374 | -5300 | -5230 | -5163 | -5098 | -5044 | -4999 | -4970 | -4960 | -4961 | -4967 | -4976 | -4989 | -5006 | -5026 | -5042 | -5055 | -5066 | -5081 | -5102 | -5129 | -5158 | -5187 | -5214 | -5238 | -5259 | -5276 | -5291 | -5304 | -5316 | -5329 | -5344 | -5361 | -5379 | -5402 | -5428 | -5456 | -5484 | -5510 | -5533 | -5543 | -5546 | -5547 | -5543 | -5536 | -5530 | -5527 | -5528 | -5533 | -5541 | -5551 | -5562 | -5577 | -5602 | -5632 | -5669 | -5716 | -5771 | -5829 | -5890 | -5952 | -6015 | -6078 | -6140 | -6204 | -6281 | -6364 | -6452 | -6541 | -6631 | -6721 | -6811 | -6901 | -6990 | -7080 | -7169 | -7248 | -7310 | -7345 | -7359 | -7367 | -7366 | -7358 | -7344 | -7327 | -7309 | -7290 | -7272 | -7268 | -7265 | -7259 | -7248 | -7233 | -7215 | -7192 | -7166 | -7137 | -7107 | -7076 | -7047 | -7028 | -7028 | -7055 | -7105 | -7163 | -7226 | -7294 | -7368 | -7443 | -7521 | -7596 | -7662 | -7710 | -7741 | -7768 | -7794 | -7821 | -7849 | -7874 | -7895 | -7913 | -7929 | -7942 | -7955 | -7966 | -7975 | -7978 | -7974 | -7961 | -7939 | -7909 | -7872 | -7828 | -7780 | -7731 | -7686 | -7656 | -7642 | -7634 | -7627 | -7621 | -7616 | -7613 | -7613 | -7618 | -7627 | -7639 | -7652 | -7652 | -7634 | -7594 | -7536 | -7478 | -7422 | -7369 | -7319 | -7271 | -7225 | -7182 | -7139 | -7096 | -7048 | -6999 | -6948 | -6895 | -6840 | -6786 | -6732 | -6678 | -6623 | -6570 | -6515 | -6469 | -6429 | -6399 | -6383 | -6374 | -6366 | -6357 | -6345 | -6328 | -6309 | -6289 | -6267 | -6244 | -6220 | -6193 | -6166 | -6139 | -6113 | -6088 | -6062 | -6033 | -6002 | -5969 | -5937 | -5908 | -5885 | -5872 | -5860 | -5844 | -5825 | -5807 | -5791 | -5779 | -5768 | -5757 | -5747 | -5733 | -5719 | -5707 | -5696 | -5687 | -5679 | -5674 | -5671 | -5672 | -5675 | -5680 | -5683 | -5680 | -5671 | -5647 | -5619 | -5591 | -5562 | -5529 | -5494 | -5456 | -5417 | -5381 | -5348 | -5323 | -5306 | -5294 | -5290 | -5290 | -5294 | -5301 | -5308 | -5314 | -5320 | -5328 | -5342 | -5348 | -5337 | -5322 | -5298 | -5267 | -5232 | -5196 | -5159 | -5122 | -5085 | -5046 | -5006 | -4970 | -4937 | -4905 | -4869 | -4832 | -4795 | -4759 | -4725 | -4691 | -4659 | -4625 | -4587 | -4547 | -4521 | -4502 | -4489 | -4470 | -4451 | -4434 | -4418 | -4405 | -4391 | -4377 | -4365 | -4348 | -4321 | -4290 | -4257 | -4220 | -4176 | -4128 | -4076 | -4022 | -3966 | -3910 | -3857 | -3826 | -3820 | -3839 | -3888 | -3960 | -4043 | -4134 | -4232 | -4336 | -4444 | -4556 | -4667 | -4763 | -4856 | -4949 | -5041 | -5132 | -5223 | -5315 | -5406 | -5497 | -5587 | -5677 | -5764 | -5849 | -5933 | -6009 | -6076 | -6137 | -6198 | -6256 | -6310 | -6359 | -6403 | -6442 | -6474 | -6504 | -6539 | -6576 | -6614 | -6654 | -6697 | -6740 | -6783 | -6826 | -6868 | -6908 | -6945 | -6966 | -6966 | -6939 | -6895 | -6845 | -6790 | -6731 | -6668 | -6603 | -6538 | -6473 | -6413 | -6363 | -6330 | -6301 | -6275 | -6252 | -6233 | -6219 | -6211 | -6208 | -6208 | -6212 | -6213 | -6198 | -6176 | -6146 | -6108 | -6063 | -6011 | -5954 | -5893 | -5828 | -5761 | -5692 | -5623 | -5561 | -5503 | -5449 | -5399 | -5352 | -5304 | -5258 | -5212 | -5167 | -5123 | -5081 | -5042 | -4991 | -4934 | -4877 | -4804 | -4727 | -4651 | -4577 | -4505 | -4436 | -4370 | -4307 | -4246 | -4191 | -4139 | -4091 | -4046 | -4003 | -3958 | -3912 | -3862 | -3811 | -3758 | -3708 | -3660 | -3619 | -3579 | -3547 | -3523 | -3499 | -3476 | -3459 | -3448 | -3441 | -3438 | -3438 | -3445 | -3452 | -3449 | -3438 | -3423 | -3406 | -3390 | -3375 | -3362 | -3350 | -3338 | -3324 | -3307 | -3313 | -3341 | -3381 | -3445 | -3526 | -3614 | -3703 | -3794 | -3886 | -3979 | -4070 | -4154 | -4224 | -4285 | -4345 | -4407 | -4471 | -4536 | -4605 | -4678 | -4754 | -4830 | -4907 | -4982 | -5051 | -5107 | -5153 | -5192 | -5223 | -5249 | -5272 | -5290 | -5305 | -5314 | -5322 | -5330 | -5348 | -5387 | -5430 | -5471 | -5508 | -5540 | -5567 | -5590 | -5612 | -5634 | -5658 | -5681 | -5684 | -5682 | -5662 | -5627 | -5586 | -5539 | -5486 | -5429 | -5369 | -5307 | -5244 | -5185 | -5131 | -5082 | -5034 | -4985 | -4936 | -4888 | -4841 | -4795 | -4746 | -4695 | -4641 | -4586 | -4537 | -4483 | -4431 | -4373 | -4306 | -4231 | -4153 | -4074 | -3994 | -3916 | -3839 | -3760 | -3678 | -3579 | -3475 | -3370 | -3264 | -3160 | -3063 | -2973 | -2888 | -2806 | -2725 | -2641 | -2561 | -2494 | -2442 | -2401 | -2368 | -2346 | -2338 | -2342 | -2356 | -2377 | -2404 | -2438 | -2465 | -2482 | -2502 | -2527 | -2553 | -2576 | -2593 | -2602 | -2604 | -2601 | -2598 | -2599 | -2605 | -2615 | -2631 | -2666 | -2715 | -2772 | -2831 | -2888 | -2941 | -2990 | -3033 | -3065 | -3084 | -3107 | -3126 | -3139 | -3146 | -3145 | -3139 | -3130 | -3118 | -3105 | -3091 | -3078 | -3065 | -3056 | -3050 | -3046 | -3044 | -3043 | -3044 | -3050 | -3062 | -3082 | -3106 | -3139 | -3178 | -3214 | -3257 | -3309 | -3369 | -3435 | -3507 | -3585 | -3667 | -3754 | -3842 | -3929 | -4023 | -4119 | -4228 | -4348 | -4474 | -4606 | -4746 | -4892 | -5042 | -5197 | -5354 | -5509 | -5653 | -5779 | -5891 | -5993 | -6084 | -6169 | -6246 | -6316 | -6380 | -6437 | -6489 | -6544 | -6616 | -6702 | -6794 | -6884 | -6968 | -7043 | -7103 | -7146 | -7174 | -7188 | -7192 | -7186 | -7174 | -7157 | -7135 | -7110 | -7081 | -7050 | -7018 | -6984 | -6949 | -6913 | -6876 | -6838 | -6797 | -6749 | -6696 | -6638 | -6580 | -6523 | -6469 | -6415 | -6363 | -6311 | -6261 | -6213 | -6169 | -6134 | -6105 | -6081 | -6061 | -6044 | -6030 | -6017 | -6005 | -5993 | -5983 | -5972 | -5963 | -5959 | -5957 | -5957 | -5958 | -5959 | -5960 | -5963 | -5968 | -5974 | -5981 | -5993 | -6008 | -6031 | -6059 | -6091 | -6124 | -6158 | -6191 | -6224 | -6256 | -6288 | -6321 | -6352 | -6378 | -6399 | -6412 | -6413 | -6402 | -6378 | -6346 | -6308 | -6265 | -6219 | -6170 | -6119 | -6069 | -6037 | -6015 | -5996 | -5985 | -5983 | -5990 | -6004 | -6020 | -6036 | -6050 | -6058 | -6056 | -6039 | -6004 | -5961 | -5920 | -5885 | -5854 | -5825 | -5797 | -5771 | -5745 | -5720 | -5697 | -5678 | -5662 | -5645 | -5625 | -5600 | -5572 | -5540 | -5507 | -5478 | -5453 | -5431 | -5395 | -5357 | -5314 | -5268 | -5214 | -5148 | -5073 | -4990 | -4903 | -4813 | -4721 | -4629 | -4544 | -4467 | -4394 | -4327 | -4263 | -4200 | -4139 | -4082 | -4029 | -3977 | -3925 | -3867 | -3807 | -3745 | -3693 | -3656 | -3638 | -3642 | -3671 | -3723 | -3798 | -3892 | -4003 | -4123 | -4235 | -4319 | -4393 | -4464 | -4536 | -4609 | -4683 | -4759 | -4832 | -4904 | -4974 | -5050 | -5142 | -5242 | -5352 | -5465 | -5577 | -5685 | -5788 | -5882 | -5960 | -6020 | -6064 | -6095 | -6117 | -6134 | -6139 | -6130 | -6107 | -6072 | -6027 | -5973 | -5913 | -5848 | -5779 | -5713 | -5654 | -5604 | -5563 | -5531 | -5507 | -5488 | -5472 | -5457 | -5445 | -5438 | -5436 | -5439 | -5442 | -5438 | -5436 | -5440 | -5451 | -5468 | -5489 | -5516 | -5550 | -5592 | -5640 | -5691 | -5745 | -5801 | -5858 | -5912 | -5964 | -6015 | -6067 | -6122 | -6178 | -6235 | -6288 | -6337 | -6385 | -6440 | -6502 | -6562 | -6624 | -6688 | -6756 | -6822 | -6886 | -6943 | -6992 | -7037 | -7075 | -7099 | -7110 | -7110 | -7101 | -7089 | -7075 | -7058 | -7038 | -7018 | -6999 | -6981 | -6965 | -6945 | -6914 | -6876 | -6830 | -6778 | -6720 | -6658 | -6596 | -6535 | -6476 | -6418 | -6362 | -6316 | -6281 | -6248 | -6216 | -6182 | -6144 | -6102 | -6060 | -6017 | -5975 | -5935 | -5897 | -5863 | -5838 | -5821 | -5809 | -5802 | -5798 | -5797 | -5799 | -5802 | -5805 | -5811 | -5821 | -5836 | -5853 | -5873 | -5893 | -5917 | -5945 | -5977 | -6009 | -6039 | -6066 | -6091 | -6113 | -6139 | -6173 | -6208 | -6246 | -6286 | -6329 | -6375 | -6422 | -6470 | -6519 | -6560 | -6579 | -6570 | -6536 | -6498 | -6458 | -6413 | -6363 | -6309 | -6252 | -6192 | -6132 | -6071 | -6013 | -5959 | -5903 | -5849 | -5794 | -5738 | -5682 | -5625 | -5570 | -5516 | -5462 | -5408 | -5357 | -5323 | -5291 | -5258 | -5228 | -5201 | -5178 | -5157 | -5141 | -5127 | -5113 | -5098 | -5080 | -5057 | -5031 | -5003 | -4976 | -4951 | -4927 | -4904 | -4880 | -4856 | -4833 | -4810 | -4788 | -4761 | -4738 | -4717 | -4698 | -4681 | -4667 | -4655 | -4646 | -4638 | -4633 | -4632 | -4636 | -4642 | -4656 | -4672 | -4691 | -4710 | -4729 | -4749 | -4769 | -4788 | -4804 | -4828 | -4864 | -4915 | -4985 | -5068 | -5152 | -5238 | -5324 | -5412 | -5501 | -5592 | -5685 | -5780 | -5871 | -5951 | -6019 | -6081 | -6134 | -6179 | -6215 | -6246 | -6272 | -6298 | -6325 | -6357 | -6398 | -6444 | -6493 | -6541 | -6587 | -6630 | -6665 | -6695 | -6718 | -6736 | -6747 | -6750 | -6749 | -6749 | -6751 | -6753 | -6756 | -6761 | -6766 | -6772 | -6776 | -6780 | -6779 | -6768 | -6750 | -6723 | -6688 | -6645 | -6600 | -6557 | -6521 | -6490 | -6463 | -6440 | -6420 | -6401 | -6382 | -6361 | -6343 | -6326 | -6309 | -6292 | -6277 | -6263 | -6251 | -6241 | -6233 | -6224 | -6212 | -6194 | -6169 | -6133 | -6085 | -6029 | -5966 | -5896 | -5821 | -5742 | -5662 | -5585 | -5517 | -5461 | -5416 | -5379 | -5348 | -5321 | -5297 | -5274 | -5251 | -5229 | -5206 | -5172 | -5127 | -5067 | -4989 | -4914 | -4846 | -4783 | -4722 | -4660 | -4600 | -4541 | -4484 | -4429 | -4379 | -4336 | -4298 | -4260 | -4224 | -4192 | -4166 | -4146 | -4132 | -4121 | -4113 | -4109 | -4100 | -4091 | -4082 | -4073 | -4063 | -4052 | -4040 | -4028 | -4017 | -4005 | -3992 | -3978 | -3963 | -3949 | -3940 | -3932 | -3924 | -3919 | -3914 | -3910 | -3904 | -3896 | -3887 | -3870 | -3847 | -3817 | -3780 | -3745 | -3711 | -3675 | -3637 | -3596 | -3553 | -3510 | -3466 | -3422 | -3377 | -3333 | -3289 | -3245 | -3202 | -3158 | -3116 | -3073 | -3032 | -2994 | -2955 | -2917 | -2893 | -2884 | -2896 | -2911 | -2929 | -2955 | -2990 | -3034 | -3088 | -3149 | -3215 | -3288 | -3362 | -3420 | -3469 | -3516 | -3561 | -3601 | -3637 | -3669 | -3697 | -3720 | -3746 | -3789 | -3849 | -3920 | -4007 | -4099 | -4191 | -4278 | -4356 | -4423 | -4480 | -4531 | -4574 | -4612 | -4647 | -4683 | -4718 | -4753 | -4786 | -4816 | -4842 | -4868 | -4894 | -4917 | -4932 | -4933 | -4926 | -4920 | -4919 | -4925 | -4934 | -4948 | -4968 | -4997 | -5031 | -5069 | -5105 | -5139 | -5167 | -5189 | -5206 | -5218 | -5225 | -5234 | -5247 | -5257 | -5266 | -5276 | -5289 | -5308 | -5324 | -5328 | -5321 | -5307 | -5289 | -5271 | -5249 | -5220 | -5188 | -5153 | -5117 | -5079 | -5041 | -5004 | -4959 | -4909 | -4857 | -4801 | -4739 | -4676 | -4613 | -4552 | -4491 | -4431 | -4369 | -4311 | -4252 | -4194 | -4139 | -4093 | -4058 | -4033 | -4016 | -4004 | -3995 | -3984 | -3972 | -3957 | -3943 | -3935 | -3932 | -3935 | -3944 | -3956 | -3971 | -3988 | -4005 | -4022 | -4045 | -4067 | -4086 | -4098 | -4101 | -4095 | -4079 | -4055 | -4027 | -3995 | -3964 | -3938 | -3920 | -3912 | -3914 | -3919 | -3923 | -3925 | -3922 | -3918 | -3913 | -3909 | -3905 | -3895 | -3878 | -3858 | -3841 | -3833 | -3831 | -3833 | -3840 | -3847 | -3854 | -3862 | -3869 | -3874 | -3879 | -3881 | -3878 | -3867 | -3853 | -3836 | -3819 | -3802 | -3781 | -3756 | -3727 | -3703 | -3686 | -3681 | -3687 | -3697 | -3710 | -3723 | -3735 | -3743 | -3749 | -3749 | -3744 | -3735 | -3720 | -3702 | -3688 | -3678 | -3665 | -3650 | -3631 | -3612 | -3593 | -3577 | -3563 | -3557 | -3556 | -3559 | -3561 | -3562 | -3562 | -3564 | -3570 | -3579 | -3591 | -3608 | -3628 | -3650 | -3673 | -3694 | -3714 | -3734 | -3759 | -3789 | -3824 | -3860 | -3895 | -3930 | -3961 | -3982 | -3996 | -4001 | -4000 | -3996 | -3990 | -3979 | -3965 | -3948 | -3928 | -3909 | -3891 | -3875 | -3860 | -3851 | -3849 | -3848 | -3849 | -3853 | -3857 | -3860 | -3861 | -3859 | -3855 | -3845 | -3827 | -3800 | -3765 | -3726 | -3686 | -3643 | -3596 | -3552 | -3507 | -3459 | -3407 | -3353 | -3301 | -3248 | -3189 | -3129 | -3065 | -2999 | -2934 | -2872 | -2815 | -2766 | -2725 | -2690 | -2661 | -2639 | -2634 | -2647 | -2668 | -2692 | -2718 | -2745 | -2772 | -2804 | -2840 | -2873 | -2901 | -2924 | -2944 | -2958 | -2966 | -2970 | -2970 | -2964 | -2950 | -2930 | -2912 | -2915 | -2939 | -2985 | -3039 | -3089 | -3138 | -3190 | -3246 | -3304 | -3361 | -3416 | -3470 | -3527 | -3588 | -3650 | -3715 | -3789 | -3870 | -3955 | -4044 | -4135 | -4231 | -4329 | -4424 | -4498 | -4547 | -4563 | -4556 | -4538 | -4514 | -4488 | -4460 | -4431 | -4405 | -4380 | -4357 | -4335 | -4311 | -4292 | -4280 | -4269 | -4260 | -4255 | -4252 | -4254 | -4260 | -4268 | -4274 | -4271 | -4267 | -4261 | -4253 | -4244 | -4233 | -4222 | -4209 | -4194 | -4176 | -4154 | -4130 | -4100 | -4068 | -4034 | -3987 | -3938 | -3894 | -3856 | -3822 | -3789 | -3754 | -3716 | -3675 | -3634 | -3592 | -3549 | -3499 | -3441 | -3381 | -3322 | -3265 | -3212 | -3161 | -3112 | -3068 | -3029 | -2995 | -2965 | -2943 | -2923 | -2895 | -2859 | -2818 | -2774 | -2732 | -2695 | -2665 | -2642 | -2622 | -2616 | -2627 | -2649 | -2675 | -2704 | -2732 | -2760 | -2790 | -2821 | -2853 | -2886 | -2916 | -2940 | -2961 | -2983 | -3007 | -3034 | -3060 | -3086 | -3110 | -3129 | -3146 | -3157 | -3163 | -3160 | -3153 | -3143 | -3131 | -3115 | -3096 | -3075 | -3053 | -3030 | -3010 | -2990 | -2973 | -2956 | -2932 | -2906 | -2877 | -2847 | -2817 | -2789 | -2765 | -2743 | -2720 | -2711 | -2715 | -2732 | -2759 | -2790 | -2822 | -2855 | -2887 | -2917 | -2944 | -2967 | -2986 | -3003 | -3017 | -3032 | -3062 | -3095 | -3127 | -3158 | -3185 | -3208 | -3229 | -3248 | -3264 | -3279 | -3293 | -3305 | -3314 | -3324 | -3336 | -3356 | -3386 | -3429 | -3487 | -3557 | -3634 | -3715 | -3796 | -3869 | -3925 | -3976 | -4027 | -4076 | -4125 | -4173 | -4220 | -4264 | -4311 | -4363 | -4419 | -4476 | -4533 | -4589 | -4644 | -4695 | -4741 | -4781 | -4812 | -4836 | -4855 | -4871 | -4884 | -4898 | -4916 | -4934 | -4952 | -4972 | -4991 | -5012 | -5034 | -5058 | -5082 | -5102 | -5118 | -5129 | -5138 | -5149 | -5161 | -5172 | -5181 | -5187 | -5190 | -5189 | -5187 | -5184 | -5180 | -5180 | -5179 | -5175 | -5167 | -5157 | -5145 | -5129 | -5109 | -5087 | -5063 | -5044 | -5033 | -5030 | -5033 | -5037 | -5043 | -5050 | -5061 | -5076 | -5092 | -5107 | -5119 | -5125 | -5126 | -5123 | -5121 | -5124 | -5129 | -5136 | -5147 | -5162 | -5182 | -5202 | -5220 | -5225 | -5215 | -5186 | -5140 | -5085 | -5025 | -4958 | -4886 | -4810 | -4735 | -4663 | -4598 | -4540 | -4488 | -4442 | -4392 | -4342 | -4291 | -4239 | -4184 | -4125 | -4065 | -4005 | -3946 | -3895 | -3852 | -3820 | -3797 | -3777 | -3759 | -3744 | -3731 | -3720 | -3707 | -3695 | -3680 | -3665 | -3649 | -3634 | -3621 | -3609 | -3601 | -3598 | -3600 | -3607 | -3618 | -3633 | -3649 | -3666 | -3687 | -3708 | -3731 | -3754 | -3775 | -3792 | -3806 | -3816 | -3823 | -3827 | -3832 | -3838 | -3846 | -3856 | -3868 | -3881 | -3892 | -3902 | -3911 | -3919 | -3926 | -3934 | -3944 | -3944 | -3933 | -3912 | -3886 | -3857 | -3825 | -3792 | -3761 | -3733 | -3708 | -3682 | -3655 | -3627 | -3597 | -3570 | -3545 | -3518 | -3490 | -3458 | -3423 | -3381 | -3333 | -3281 | -3227 | -3186 | -3153 | -3131 | -3114 | -3101 | -3090 | -3083 | -3076 | -3068 | -3062 | -3060 | -3062 | -3066 | -3071 | -3072 | -3076 | -3084 | -3094 | -3106 | -3121 | -3141 | -3166 | -3192 | -3216 | -3232 | -3244 | -3258 | -3275 | -3294 | -3317 | -3338 | -3358 | -3379 | -3400 | -3418 | -3433 | -3448 | -3463 | -3476 | -3487 | -3499 | -3512 | -3525 | -3537 | -3547 | -3556 | -3564 | -3575 | -3589 | -3605 | -3622 | -3634 | -3638 | -3636 | -3631 | -3622 | -3609 | -3592 | -3573 | -3553 | -3529 | -3502 | -3478 | -3452 | -3424 | -3398 | -3374 | -3348 | -3321 | -3291 | -3257 | -3220 | -3182 | -3146 | -3112 | -3079 | -3050 | -3022 | -2994 | -2968 | -2945 | -2926 | -2912 | -2901 | -2896 | -2893 | -2890 | -2893 | -2897 | -2899 | -2899 | -2898 | -2900 | -2911 | -2929 | -2952 | -2963 | -2964 | -2953 | -2939 | -2922 | -2904 | -2884 | -2861 | -2835 | -2803 | -2764 | -2721 | -2674 | -2628 | -2585 | -2536 | -2479 | -2418 | -2354 | -2290 | -2225 | -2153 | -2076 | -2000 | -1932 | -1868 | -1803 | -1767 | -1767 | -1767 | -1767 | -1767 | -1767 | -1767 | -1767 | -1767 | -1767 | -1767 | -1767 | -1767 | -1767 | -1767 | -1767 | -1767 | -1767 | -1767 | -1767 | -1767 | -1767 | -1767 | -1767 | -1767 | -1767 | -1767 | -1767 | -1767 | -1767 | -1767 | -1767 | -1767 | -1767 | -1767 | -1767 | -1767 | -1767 | -1767 | -1767 | -1767 | -1767 | -1767 | -1767 | -1767 | -1767 | -1767 | -1767 | -1767 | -1767 | -1767 | -1767 | -1767 | -1767 | -1767 | -1767 | -1767 | -1767 | -1767 | -1767 | -1767 | -1767 | -1767 | -1767 | -1767 | -1767 | -1767 | -1767 | -1767 | -1767 | -1767 | -1767 | -1767 | -1767 | -1767 | -1767 | -1767 | -1767 | -1767 | -1767 | -1767 | -1767 | -1767 | -1767 | -1767 | -1767 | -1767 | -1767 | -1767 | -1767 | -1767 | -1767 | -1767 | -1767 | -1767 | -1767 | -1767 | -1767 | -1767 | -1767 | -1767 | -1767 | -1767 | -1767 | -1767 | -1767 | -1767 | -1767 | -1767 | -1767 | -1767 | -1767 | -1767 | -1767 | -1767 | -1767 | -1767 | -1767 | -1767 | -1767 | -1767 | -1767 | -1767 | -1767 | -1767 | -1767 | -1767 | -1767 | -1767 | -1767 | -1767 | -1767 | -1767 | -1767 | -1767 | -1767 | -1767 | -1767 | -1767 | -1767 | -1767 | -1767 | -1767 | -1767 | -1767 | -1767 | -1767 | -1767 | -1767 | -1767 | -1767 | -1767 | -1767 | -1767 | -1767 | -1767 | -1767 | -1767 | -1767 | -1767 | -1767 | -1767 | -1767 | -1767 | -1767 | -1767 | -1767 | -1767 | -1767 | -1767 | -1767 | -1767 | -1767 | -1767 | -1767 | -1767 | -1767 | -1767 | -1767 | -1767 | -1767 | -1767 | -1767 | -1767 | -1767 | -1767 | -1767 | -1767 | -1767 | -1767 | -1767 | -1767 | -1767 | -1767 | -1767 | -1767 | -1767 | -1767 | -1767 | -1767 | -1767 | -1767 | -1767 | -1767 | -1767 | -1767 | -1767 | -1767 | -1767 | -1767 | -1767 | -1767 | -1767 | -1767 | -1767 | -1767 | -1767 | -1767 | -1767 | -1767 | -1767 | -1767 | -1767 | -1767 | -1767 | -1767 | -1767 | -1767 | -1767 | -1767 | -1767 | -1767 | -1767 | -1767 | -1767 | -1767 | -1767 | -1767 | -1767 | -1767 | -1767 | -1767 | -1767 | -1767 | -1767 | -1767 | -1767 | -1767 | -1767 | -1767 | -1767 | -1767 | -1767 | -1767 | -1767 | -1767 | -1767 | -1767 | -1767 | -1767 | -1793 | -1887 | -1971 | -2047 | -2116 | -2180 | -2238 | -2295 | -2347 | -2392 | -2432 | -2467 | -2502 | -2538 | -2577 | -2623 | -2678 | -2733 | -2788 | -2841 | -2889 | -2934 | -2979 | -3023 | -3067 | -3103 | -3128 | -3143 | -3151 | -3155 | -3155 | -3149 | -3140 | -3128 | -3114 | -3097 | -3075 | -3048 | -3017 | -2985 | -2946 | -2897 | -2841 | -2782 | -2720 | -2656 | -2591 | -2523 | -2456 | -2392 | -2331 | -2276 | -2207 | -2130 | -2047 | -1958 | -1866 | -1773 | -1767 | -1767 | -1767 | -1767 | -1767 | -1767 | -1767 | -1767 | -1767 | -1767 | -1767 | -1767 | -1767 | -1767 | -1767 | -1767 | -1767 | -1767 | -1767 | -1767 | -1767 | -1767 | -1767 | -1767 | -1767 | -1767 | -1767 | -1767 | -1767 | -1767 | -1767 | -1767 | -1767 | -1767 | -1767 | -1767 | -1767 | -1767 | -1767 | -1767 | -1767 | -1767 | -1782 | -1831 | -1877 | -1919 | -1957 | -1992 | -2022 | -2048 | -2069 | -2087 | -2101 | -2118 | -2139 | -2159 | -2178 | -2197 | -2217 | -2237 | -2257 | -2277 | -2296 | -2313 | -2322 | -2315 | -2292 | -2260 | -2221 | -2177 | -2128 | -2073 | -2014 | -1953 | -1888 | -1820 | -1767 | -1767 | -1767 | -1767 | -1767 | -1767 | -1767 | -1767 | -1767 | -1767 | -1767 | -1767 | -1767 | -1767 | -1767 | -1767 | -1767 | -1767 | -1767 | -1767 | -1767 | -1767 | -1767 | -1767 | -1767 | -1767 | -1767 | -1767 | -1767 | -1767 | -1767 | -1767 | -1767 | -1767 | -1767 | -1767 | -1767 | -1767 | -1767 | -1767 | -1767 | -1767 | -1767 | -1767 | -1767 | -1767 | -1767 | -1767 | -1767 | -1767 | -1767 | -1767 | -1767 | -1767 | -1767 | -1767 | -1767 | -1767 | -1767 | -1767 | -1767 | -1767 | -1767 | -1767 | -1767 | -1767 | -1767 | -1767 | -1767 | -1767 | -1767 | -1767 | -1767 | -1767 | -1767 | -1767 | -1767 | -1767 | -1767 | -1767 | -1767 | -1767 | -1767 | -1767 | -1767 | -1767 | -1767 | -1767 | -1767 | -1767 | -1767 | -1767 | -1767 | -1767 | -1767 | -1767 | -1767 | -1827 | -1902 | -1966 | -2019 | -2065 | -2105 | -2140 | -2174 | -2207 | -2239 | -2261 | -2278 | -2283 | -2278 | -2271 | -2261 | -2244 | -2220 | -2192 | -2160 | -2125 | -2090 | -2054 | -2018 | -1987 | -1968 | -1956 | -1949 | -1942 | -1937 | -1931 | -1922 | -1909 | -1892 | -1875 | -1860 | -1851 | -1849 | -1848 | -1848 | -1851 | -1857 | -1866 | -1878 | -1891 | -1910 | -1932 | -1956 | -1979 | -1997 | -2010 | -2022 | -2033 | -2043 | -2050 | -2057 | -2062 | -2067 | -2072 | -2079 | -2089 | -2098 | -2107 | -2114 | -2124 | -2134 | -2145 | -2153 | -2161 | -2164 | -2163 | -2158 | -2155 | -2153 | -2149 | -2145 | -2141 | -2139 | -2139 | -2142 | -2148 | -2155 | -2160 | -2164 | -2164 | -2160 | -2154 | -2144 | -2129 | -2108 | -2086 | -2064 | -2042 | -2020 | -1996 | -1971 | -1942 | -1909 | -1877 | -1847 | -1818 | -1792 | -1769 | -1767 | -1767 | -1767 | -1767 | -1767 | -1767 | -1767 | -1767 | -1767 | -1767 | -1767 | -1767 | -1767 | -1767 | -1767 | -1767 | -1767 | -1767 | -1767 | -1767 | -1767 | -1767 | -1767 | -1767 | -1767 | -1770 | -1777 | -1779 | -1780 | -1777 | -1775 | -1775 | -1772 | -1769 | -1768 | -1771 | -1780 | -1793 | -1809 | -1828 | -1850 | -1866 | -1879 | -1892 | -1905 | -1918 | -1932 | -1945 | -1958 | -1974 | -1992 | -2018 | -2050 | -2093 | -2143 | -2194 | -2247 | -2307 | -2370 | -2434 | -2497 | -2560 | -2622 | -2684 | -2744 | -2804 | -2865 | -2927 | -2988 | -3051 | -3116 | -3181 | -3247 | -3312 | -3378 | -3448 | -3517 | -3582 | -3648 | -3716 | -3785 | -3852 | -3916 | -3976 | -4031 | -4079 | -4121 | -4162 | -4202 | -4242 | -4284 | -4324 | -4361 | -4393 | -4417 | -4433 | -4443 | -4446 | -4443 | -4438 | -4431 | -4422 | -4406 | -4386 | -4364 | -4340 | -4316 | -4292 | -4269 | -4249 | -4228 | -4204 | -4176 | -4137 | -4087 | -4038 | -3992 | -3949 | -3911 | -3879 | -3852 | -3829 | -3811 | -3795 | -3780 | -3766 | -3749 | -3730 | -3711 | -3695 | -3680 | -3668 | -3657 | -3647 | -3640 | -3632 | -3624 | -3624 | -3632 | -3638 | -3641 | -3645 | -3647 | -3646 | -3643 | -3636 | -3624 | -3603 | -3578 | -3550 | -3519 | -3484 | -3442 | -3392 | -3337 | -3277 | -3211 | -3139 | -3066 | -2995 | -2930 | -2868 | -2807 | -2747 | -2686 | -2622 | -2554 | -2484 | -2414 | -2347 | -2286 | -2232 | -2181 | -2133 | -2088 | -2048 | -2014 | -1988 | -1971 | -1965 | -1971 | -1986 | -2007 | -2030 | -2056 | -2078 | -2098 | -2118 | -2141 | -2167 | -2199 | -2234 | -2273 | -2314 | -2358 | -2402 | -2449 | -2495 | -2545 | -2596 | -2643 | -2684 | -2718 | -2744 | -2760 | -2768 | -2772 | -2773 | -2772 | -2771 | -2769 | -2764 | -2755 | -2739 | -2716 | -2686 | -2647 | -2600 | -2545 | -2494 | -2452 | -2421 | -2397 | -2378 | -2365 | -2356 | -2352 | -2357 | -2372 | -2396 | -2427 | -2462 | -2496 | -2528 | -2561 | -2599 | -2642 | -2687 | -2735 | -2787 | -2843 | -2903 | -2966 | -3024 | -3072 | -3107 | -3135 | -3159 | -3183 | -3209 | -3235 | -3257 | -3274 | -3283 | -3282 | -3272 | -3257 | -3243 | -3229 | -3212 | -3196 | -3183 | -3173 | -3167 | -3163 | -3164 | -3166 | -3165 | -3163 | -3165 | -3166 | -3166 | -3163 | -3154 | -3141 | -3123 | -3100 | -3074 | -3051 | -3038 | -3033 | -3026 | -3017 | -3008 | -3001 | -2994 | -2988 | -2984 | -2982 | -2982 | -2984 | -2992 | -3004 | -3017 | -3033 | -3052 | -3075 | -3102 | -3131 | -3161 | -3196 | -3235 | -3277 | -3319 | -3363 | -3414 | -3469 | -3525 | -3581 | -3635 | -3687 | -3735 | -3780 | -3820 | -3856 | -3891 | -3928 | -3964 | -3997 | -4029 | -4059 | -4088 | -4117 | -4146 | -4176 | -4207 | -4238 | -4268 | -4297 | -4324 | -4350 | -4376 | -4402 | -4428 | -4455 | -4482 | -4511 | -4539 | -4565 | -4592 | -4618 | -4641 | -4658 | -4672 | -4684 | -4693 | -4701 | -4707 | -4710 | -4710 | -4705 | -4694 | -4683 | -4683 | -4683 | -4680 | -4674 | -4669 | -4670 | -4679 | -4690 | -4703 | -4719 | -4728 | -4717 | -4693 | -4646 | -4593 | -4538 | -4485 | -4435 | -4387 | -4340 | -4295 | -4251 | -4209 | -4171 | -4131 | -4087 | -4044 | -4003 | -3964 | -3922 | -3876 | -3831 | -3789 | -3748 | -3709 | -3677 | -3647 | -3623 | -3596 | -3566 | -3536 | -3505 | -3472 | -3437 | -3402 | -3368 | -3336 | -3303 | -3273 | -3243 | -3213 | -3181 | -3147 | -3108 | -3067 | -3025 | -2981 | -2937 | -2892 | -2851 | -2824 | -2813 | -2810 | -2814 | -2824 | -2840 | -2858 | -2877 | -2897 | -2918 | -2940 | -2959 | -2967 | -2976 | -2987 | -3000 | -3015 | -3031 | -3046 | -3058 | -3065 | -3072 | -3084 | -3104 | -3126 | -3154 | -3187 | -3217 | -3242 | -3262 | -3276 | -3288 | -3298 | -3307 | -3316 | -3327 | -3350 | -3378 | -3409 | -3441 | -3474 | -3508 | -3543 | -3580 | -3622 | -3668 | -3712 | -3736 | -3741 | -3723 | -3696 | -3665 | -3631 | -3597 | -3564 | -3534 | -3506 | -3480 | -3454 | -3430 | -3403 | -3369 | -3333 | -3292 | -3250 | -3207 | -3166 | -3126 | -3086 | -3043 | -3000 | -2963 | -2937 | -2913 | -2882 | -2852 | -2826 | -2804 | -2786 | -2772 | -2761 | -2751 | -2739 | -2725 | -2699 | -2666 | -2631 | -2597 | -2566 | -2538 | -2511 | -2485 | -2460 | -2438 | -2420 | -2407 | -2390 | -2380 | -2374 | -2364 | -2348 | -2326 | -2298 | -2265 | -2228 | -2191 | -2157 | -2125 | -2093 | -2059 | -2025 | -1987 | -1943 | -1892 | -1835 | -1776 | -1767 | -1767 | -1767 | -1767 | -1767 | -1767 | -1767 | -1767 | -1767 | -1767 | -1767 | -1767 | -1767 | -1767 | -1767 | -1767 | -1767 | -1767 | -1767 | -1767 | -1767 | -1767 | -1767 | -1767 | -1767 | -1767 | -1767 | -1767 | -1767 | -1767 | -1767 | -1767 | -1800 | -1869 | -1935 | -1998 | -2055 | -2105 | -2150 | -2192 | -2242 | -2294 | -2344 | -2393 | -2441 | -2489 | -2542 | -2597 | -2654 | -2711 | -2763 | -2795 | -2810 | -2806 | -2792 | -2771 | -2745 | -2715 | -2682 | -2646 | -2607 | -2564 | -2517 | -2465 | -2408 | -2342 | -2273 | -2202 | -2132 | -2063 | -1995 | -1927 | -1862 | -1799 | -1767 | -1767 | -1767 | -1767 | -1767 | -1767 | -1767 | -1767 | -1767 | -1767 | -1767 | -1767 | -1767 | -1767 | -1767 | -1767 | -1767 | -1767 | -1767 | -1767 | -1767 | -1767 | -1767 | -1767 | -1767 | -1767 | -1767 | -1767 | -1767 | -1767 | -1767 | -1767 | -1767 | -1767 | -1767 | -1767 | -1767 | -1767 | -1767 | -1767 | -1767 | -1767 | -1767 | -1767 | -1767 | -1767 | -1767 | -1767 | -1767 | -1767 | -1767 | -1767 | -1767 | -1767 | -1767 | -1767 | -1767 | -1767 | -1767 | -1767 | -1767 | -1767 | -1767 | -1767 | -1767 | -1767 | -1767 | -1767 | -1767 | -1767 | -1767 | -1767 | -1767 | -1767 | -1767 | -1767 | -1767 | -1767 | -1767 | -1767 | -1767 | -1767 | -1767 | -1767 | -1767 | -1767 | -1767 | -1767 | -1767 | -1767 | -1767 | -1767 | -1767 | -1767 | -1767 | -1767 | -1767 | -1767 | -1767 | -1767 | -1767 | -1767 | -1767 | -1767 | -1767 | -1767 | -1767 | -1767 | -1767 | -1767 | -1767 | -1767 | -1767 | -1767 | -1767 | -1767 | -1767 | -1767 | -1767 | -1767 | -1767 | -1767 | -1767 | -1767 | -1767 | -1767 | -1767 | -1767 | -1767 | -1767 | -1767 | -1767 | -1767 | -1767 | -1767 | -1767 | -1767 | -1767 | -1767 | -1767 | -1767 | -1767 | -1767 | -1767 | -1767 | -1767 | -1767 | -1767 | -1767 | -1767 | -1767 | -1767 | -1767 | -1767 | -1767 | -1767 | -1767 | -1767 | -1767 | -1767 | -1767 | -1767 | -1767 | -1767 | -1767 | -1767 | -1767 | -1767 | -1767 | -1767 | -1767 | -1767 | -1767 | -1767 | -1767 | -1767 | -1767 | -1767 | -1767 | -1767 | -1767 | -1767 | -1767 | -1767 | -1767 | -1767 | -1767 | -1767 | -1767 | -1767 | -1767 | -1767 | -1767 | -1767 | -1767 | -1767 | -1767 | -1767 | -1767 | -1767 | -1767 | -1767 | -1767 | -1767 | -1767 | -1767 | -1767 | -1767 | -1767 | -1767 | -1767 | -1767 | -1794 | -1886 | -1974 | -2056 | -2134 | -2206 | -2275 | -2344 | -2413 | -2478 | -2538 | -2590 | -2634 | -2668 | -2691 | -2708 | -2722 | -2741 | -2761 | -2775 | -2783 | -2787 | -2790 | -2794 | -2801 | -2810 | -2820 | -2833 | -2847 | -2849 | -2837 | -2808 | -2770 | -2736 | -2708 | -2688 | -2675 | -2668 | -2666 | -2668 | -2670 | -2672 | -2677 | -2686 | -2696 | -2707 | -2716 | -2721 | -2721 | -2717 | -2710 | -2700 | -2689 | -2689 | -2704 | -2740 | -2786 | -2832 | -2871 | -2899 | -2919 | -2931 | -2940 | -2946 | -2952 | -2957 | -2956 | -2950 | -2942 | -2932 | -2923 | -2915 | -2908 | -2902 | -2897 | -2893 | -2890 | -2882 | -2866 | -2839 | -2802 | -2759 | -2715 | -2673 | -2632 | -2595 | -2559 | -2524 | -2490 | -2458 | -2435 | -2419 | -2411 | -2408 | -2408 | -2409 | -2412 | -2417 | -2425 | -2434 | -2443 | -2447 | -2445 | -2444 | -2450 | -2458 | -2465 | -2467 | -2464 | -2455 | -2442 | -2425 | -2408 | -2398 | -2390 | -2380 | -2368 | -2355 | -2344 | -2336 | -2330 | -2327 | -2327 | -2329 | -2336 | -2342 | -2351 | -2359 | -2365 | -2370 | -2374 | -2378 | -2382 | -2387 | -2393 | -2400 | -2410 | -2428 | -2454 | -2482 | -2513 | -2548 | -2583 | -2620 | -2658 | -2697 | -2735 | -2771 | -2806 | -2838 | -2861 | -2864 | -2847 | -2812 | -2765 | -2711 | -2656 | -2601 | -2547 | -2492 | -2441 | -2387 | -2317 | -2243 | -2164 | -2084 | -2002 | -1921 | -1840 | -1767 | -1767 | -1767 | -1767 | -1767 | -1767 | -1767 | -1767 | -1767 | -1767 | -1767 | -1767 | -1767 | -1767 | -1767 | -1767 | -1767 | -1767 | -1767 | -1767 | -1767 | -1767 | -1767 | -1767 | -1767 | -1767 | -1767 | -1767 | -1774 | -1790 | -1789 | -1777 | -1767 | -1767 | -1767 | -1767 | -1767 | -1767 | -1767 | -1767 | -1767 | -1767 | -1767 | -1767 | -1767 | -1767 | -1767 | -1767 | -1767 | -1767 | -1767 | -1767 | -1767 | -1767 | -1767 | -1767 | -1767 | -1767 | -1767 | -1767 | -1767 | -1767 | -1767 | -1767 | -1767 | -1767 | -1767 | -1767 | -1767 | -1767 | -1767 | -1767 | -1767 | -1767 | -1767 | -1767 | -1767 | -1767 | -1767 | -1767 | -1767 | -1767 | -1767 | -1767 | -1767 | -1767 | -1767 | -1767 | -1767 | -1767 | -1792 | -1838 | -1881 | -1921 | -1959 | -1997 | -2034 | -2072 | -2111 | -2151 | -2190 | -2223 | -2249 | -2267 | -2286 | -2311 | -2339 | -2367 | -2394 | -2419 | -2445 | -2474 | -2511 | -2551 | -2587 | -2621 | -2652 | -2683 | -2713 | -2738 | -2756 | -2765 | -2764 | -2753 | -2741 | -2729 | -2721 | -2718 | -2717 | -2717 | -2718 | -2722 | -2728 | -2737 | -2745 | -2751 | -2748 | -2741 | -2736 | -2733 | -2733 | -2735 | -2741 | -2753 | -2774 | -2803 | -2841 | -2887 | -2933 | -2975 | -3011 | -3041 | -3065 | -3088 | -3109 | -3127 | -3142 | -3154 | -3165 | -3175 | -3194 | -3214 | -3233 | -3249 | -3263 | -3274 | -3282 | -3288 | -3292 | -3292 | -3292 | -3293 | -3294 | -3292 | -3289 | -3283 | -3276 | -3266 | -3256 | -3246 | -3235 | -3224 | -3210 | -3197 | -3185 | -3168 | -3145 | -3121 | -3098 | -3082 | -3072 | -3067 | -3062 | -3057 | -3050 | -3040 | -3028 | -3016 | -3000 | -2973 | -2942 | -2911 | -2885 | -2860 | -2836 | -2817 | -2804 | -2792 | -2768 | -2744 | -2727 | -2716 | -2705 | -2693 | -2677 | -2658 | -2638 | -2619 | -2599 | -2579 | -2566 | -2566 | -2585 | -2625 | -2670 | -2710 | -2740 | -2765 | -2786 | -2800 | -2808 | -2815 | -2837 | -2867 | -2894 | -2915 | -2932 | -2943 | -2950 | -2951 | -2947 | -2937 | -2920 | -2896 | -2866 | -2825 | -2772 | -2710 | -2639 | -2564 | -2488 | -2408 | -2327 | -2244 | -2160 | -2078 | -1985 | -1889 | -1796 | -1767 | -1767 | -1767 | -1767 | -1767 | -1767 | -1767 | -1767 | -1767 | -1767 | -1767 | -1767 | -1767 | -1767 | -1767 | -1767 | -1767 | -1767 | -1767 | -1767 | -1767 | -1767 | -1767 | -1767 | -1767 | -1767 | -1767 | -1767 | -1767 | -1767 | -1767 | -1767 | -1767 | -1767 | -1767 | -1767 | -1767 | -1767 | -1767 | -1767 | -1767 | -1767 | -1767 | -1767 | -1767 | -1767 | -1767 | -1767 | -1767 | -1767 | -1767 | -1817 | -1894 | -1972 | -2051 | -2131 | -2210 | -2286 | -2356 | -2414 | -2463 | -2505 | -2545 | -2585 | -2623 | -2660 | -2694 | -2727 | -2759 | -2793 | -2826 | -2859 | -2894 | -2934 | -2976 | -3022 | -3068 | -3115 | -3163 | -3213 | -3263 | -3309 | -3341 | -3367 | -3373 | -3363 | -3345 | -3320 | -3290 | -3252 | -3210 | -3163 | -3115 | -3063 | -3014 | -2969 | -2925 | -2879 | -2828 | -2771 | -2710 | -2647 | -2583 | -2519 | -2454 | -2393 | -2338 | -2287 | -2241 | -2187 | -2124 | -2057 | -1989 | -1923 | -1861 | -1806 | -1767 | -1767 | -1767 | -1767 | -1767 | -1767 | -1767 | -1767 | -1767 | -1767 | -1767 | -1767 | -1767 | -1767 | -1767 | -1767 | -1767 | -1767 | -1767 | -1767 | -1767 | -1767 | -1767 | -1767 | -1767 | -1767 | -1767 | -1767 | -1767 | -1767 | -1767 | -1767 | -1767 | -1767 | -1767 | -1767 | -1768 | -1865 | -1961 | -2050 | -2130 | -2214 | -2301 | -2385 | -2466 | -2542 | -2608 | -2664 | -2711 | -2758 | -2797 | -2828 | -2850 | -2860 | -2855 | -2834 | -2800 | -2752 | -2693 | -2626 | -2559 | -2499 | -2447 | -2403 | -2366 | -2330 | -2297 | -2266 | -2234 | -2203 | -2171 | -2139 | -2111 | -2084 | -2056 | -2033 | -2012 | -1996 | -1988 | -1991 | -2004 | -2027 | -2057 | -2092 | -2127 | -2158 | -2167 | -2163 | -2144 | -2105 | -2050 | -1984 | -1911 | -1835 | -1767 | -1767 | -1767 | -1767 | -1767 | -1767 | -1767 | -1767 | -1767 | -1767 | -1767 | -1767 | -1767 | -1767 | -1767 | -1767 | -1767 | -1767 | -1767 | -1767 | -1767 | -1767 | -1767 | -1767 | -1767 | -1767 | -1767 | -1767 | -1767 | -1767 | -1767 | -1767 | -1767 | -1767 | -1767 | -1767 | -1767 | -1767 | -1767 | -1767 | -1767 | -1767 | -1767 | -1767 | -1767 | -1767 | -1767 | -1767 | -1767 | -1767 | -1767 | -1767 | -1767 | -1767 | -1814 | -1876 | -1940 | -2006 | -2074 | -2143 | -2214 | -2288 | -2362 | -2439 | -2522 | -2605 | -2688 | -2771 | -2848 | -2918 | -2978 | -3033 | -3082 | -3129 | -3179 | -3241 | -3304 | -3366 | -3425 | -3483 | -3538 | -3589 | -3636 | -3681 | -3724 | -3768 | -3814 | -3862 | -3908 | -3952 | -3992 | -4028 | -4062 | -4092 | -4120 | -4144 | -4165 | -4183 | -4204 | -4227 | -4248 | -4267 | -4287 | -4307 | -4329 | -4351 | -4376 | -4402 | -4427 | -4451 | -4471 | -4491 | -4511 | -4533 | -4549 | -4563 | -4577 | -4594 | -4613 | -4635 | -4660 | -4687 | -4711 | -4729 | -4748 | -4767 | -4787 | -4806 | -4825 | -4842 | -4855 | -4865 | -4874 | -4884 | -4899 | -4917 | -4938 | -4958 | -4985 | -5018 | -5054 | -5090 | -5126 | -5161 | -5197 | -5233 | -5268 | -5310 | -5358 | -5410 | -5466 | -5525 | -5585 | -5648 | -5715 | -5786 | -5859 | -5929 | -5995 | -6053 | -6101 | -6139 | -6162 | -6175 | -6183 | -6189 | -6196 | -6201 | -6207 | -6212 | -6220 | -6230 | -6233 | -6232 | -6228 | -6222 | -6215 | -6211 | -6206 | -6201 | -6193 | -6184 | -6174 | -6168 | -6167 | -6171 | -6177 | -6180 | -6181 | -6181 | -6179 | -6176 | -6172 | -6169 | -6171 | -6177 | -6187 | -6202 | -6220 | -6241 | -6265 | -6290 | -6315 | -6340 | -6365 | -6390 | -6417 | -6444 | -6471 | -6496 | -6516 | -6526 | -6524 | -6515 | -6502 | -6485 | -6466 | -6447 | -6437 | -6431 | -6424 | -6419 | -6415 | -6411 | -6405 | -6397 | -6386 | -6373 | -6359 | -6349 | -6339 | -6329 | -6320 | -6311 | -6303 | -6296 | -6285 | -6272 | -6258 | -6244 | -6233 | -6223 | -6220 | -6218 | -6214 | -6209 | -6204 | -6200 | -6197 | -6194 | -6194 | -6197 | -6200 | -6202 | -6203 | -6206 | -6209 | -6208 | -6201 | -6189 | -6180 | -6174 | -6170 | -6168 | -6168 | -6171 | -6172 | -6168 | -6167 | -6167 | -6166 | -6163 | -6157 | -6151 | -6145 | -6143 | -6145 | -6150 | -6160 | -6174 | -6181 | -6184 | -6183 | -6182 | -6178 | -6173 | -6167 | -6158 | -6148 | -6135 | -6125 | -6111 | -6096 | -6080 | -6064 | -6047 | -6031 | -6016 | -5999 | -5979 | -5953 | -5924 | -5891 | -5854 | -5819 | -5783 | -5751 | -5718 | -5683 | -5645 | -5603 | -5560 | -5514 | -5470 | -5423 | -5364 | -5302 | -5237 | -5170 | -5101 | -5033 | -4963 | -4892 | -4822 | -4755 | -4689 | -4624 | -4559 | -4500 | -4456 | -4429 | -4405 | -4378 | -4345 | -4312 | -4282 | -4257 | -4237 | -4203 | -4159 | -4114 | -4066 | -4017 | -3964 | -3905 | -3844 | -3783 | -3724 | -3665 | -3605 | -3544 | -3484 | -3420 | -3348 | -3274 | -3211 | -3169 | -3147 | -3141 | -3144 | -3152 | -3157 | -3162 | -3169 | -3177 | -3185 | -3194 | -3202 | -3214 | -3231 | -3253 | -3279 | -3312 | -3352 | -3401 | -3456 | -3524 | -3603 | -3689 | -3779 | -3869 | -3954 | -4030 | -4098 | -4159 | -4215 | -4274 | -4331 | -4381 | -4425 | -4464 | -4496 | -4521 | -4535 | -4536 | -4525 | -4501 | -4463 | -4413 | -4353 | -4291 | -4239 | -4204 | -4181 | -4168 | -4166 | -4178 | -4204 | -4238 | -4274 | -4300 | -4321 | -4350 | -4388 | -4434 | -4488 | -4550 | -4619 | -4696 | -4780 | -4869 | -4964 | -5063 | -5167 | -5268 | -5355 | -5425 | -5477 | -5513 | -5532 | -5534 | -5517 | -5488 | -5460 | -5457 | -5464 | -5468 | -5472 | -5475 | -5477 | -5481 | -5484 | -5485 | -5486 | -5485 | -5485 | -5485 | -5485 | -5478 | -5453 | -5405 | -5334 | -5246 | -5149 | -5047 | -4946 | -4849 | -4759 | -4670 | -4580 | -4492 | -4402 | -4310 | -4210 | -4101 | -3990 | -3880 | -3774 | -3672 | -3576 | -3487 | -3408 | -3342 | -3299 | -3291 | -3318 | -3371 | -3444 | -3532 | -3630 | -3730 | -3820 | -3892 | -3955 | -4016 | -4075 | -4132 | -4193 | -4258 | -4322 | -4383 | -4440 | -4492 | -4539 | -4579 | -4614 | -4657 | -4717 | -4789 | -4874 | -4971 | -5072 | -5175 | -5278 | -5382 | -5481 | -5571 | -5657 | -5738 | -5817 | -5894 | -5969 | -6045 | -6122 | -6200 | -6279 | -6360 | -6439 | -6518 | -6592 | -6651 | -6686 | -6696 | -6677 | -6640 | -6595 | -6540 | -6477 | -6407 | -6338 | -6286 | -6241 | -6196 | -6153 | -6112 | -6073 | -6036 | -6000 | -5963 | -5924 | -5882 | -5838 | -5795 | -5751 | -5713 | -5681 | -5658 | -5644 | -5632 | -5619 | -5605 | -5592 | -5578 | -5568 | -5570 | -5569 | -5563 | -5554 | -5542 | -5526 | -5503 | -5474 | -5441 | -5402 | -5357 | -5303 | -5240 | -5169 | -5100 | -5039 | -4982 | -4932 | -4884 | -4839 | -4794 | -4751 | -4711 | -4660 | -4572 | -4473 | -4376 | -4276 | -4176 | -4074 | -3971 | -3869 | -3770 | -3676 | -3589 | -3513 | -3447 | -3390 | -3334 | -3270 | -3198 | -3119 | -3043 | -2976 | -2920 | -2874 | -2838 | -2819 | -2824 | -2844 | -2874 | -2913 | -2959 | -3015 | -3079 | -3149 | -3225 | -3306 | -3392 | -3482 | -3576 | -3673 | -3768 | -3860 | -3956 | -4052 | -4144 | -4231 | -4312 | -4387 | -4454 | -4513 | -4572 | -4626 | -4678 | -4727 | -4777 | -4830 | -4890 | -4956 | -5025 | -5093 | -5157 | -5213 | -5262 | -5306 | -5351 | -5400 | -5446 | -5482 | -5503 | -5509 | -5506 | -5499 | -5492 | -5495 | -5517 | -5546 | -5577 | -5610 | -5643 | -5674 | -5699 | -5718 | -5732 | -5740 | -5745 | -5750 | -5757 | -5767 | -5781 | -5797 | -5811 | -5821 | -5828 | -5829 | -5826 | -5820 | -5814 | -5812 | -5817 | -5823 | -5832 | -5841 | -5850 | -5855 | -5857 | -5856 | -5854 | -5852 | -5852 | -5852 | -5853 | -5850 | -5845 | -5837 | -5832 | -5837 | -5853 | -5871 | -5889 | -5906 | -5923 | -5934 | -5930 | -5923 | -5917 | -5910 | -5901 | -5888 | -5872 | -5856 | -5840 | -5823 | -5807 | -5790 | -5769 | -5746 | -5722 | -5701 | -5682 | -5668 | -5656 | -5648 | -5643 | -5639 | -5635 | -5627 | -5609 | -5582 | -5552 | -5520 | -5490 | -5466 | -5446 | -5430 | -5417 | -5405 | -5393 | -5383 | -5377 | -5375 | -5379 | -5386 | -5404 | -5431 | -5467 | -5511 | -5558 | -5606 | -5652 | -5693 | -5728 | -5761 | -5793 | -5822 | -5849 | -5876 | -5905 | -5935 | -5966 | -5998 | -6035 | -6072 | -6107 | -6139 | -6167 | -6191 | -6209 | -6223 | -6236 | -6251 | -6269 | -6291 | -6315 | -6340 | -6357 | -6372 | -6386 | -6398 | -6408 | -6412 | -6410 | -6404 | -6394 | -6382 | -6367 | -6352 | -6338 | -6324 | -6311 | -6301 | -6297 | -6296 | -6296 | -6296 | -6294 | -6292 | -6290 | -6289 | -6293 | -6297 | -6301 | -6307 | -6314 | -6323 | -6336 | -6351 | -6369 | -6390 | -6413 | -6435 | -6457 | -6479 | -6502 | -6524 | -6542 | -6553 | -6561 | -6569 | -6574 | -6577 | -6578 | -6584 | -6601 | -6626 | -6653 | -6682 | -6713 | -6747 | -6784 | -6822 | -6859 | -6895 | -6928 | -6958 | -6989 | -7018 | -7047 | -7074 | -7095 | -7112 | -7120 | -7121 | -7119 | -7118 | -7119 | -7121 | -7123 | -7123 | -7124 | -7127 | -7131 | -7131 | -7127 | -7120 | -7110 | -7098 | -7087 | -7077 | -7067 | -7057 | -7047 | -7038 | -7025 | -7007 | -6982 | -6950 | -6914 | -6875 | -6838 | -6801 | -6751 | -6700 | -6644 | -6585 | -6525 | -6470 | -6420 | -6377 | -6338 | -6305 | -6276 | -6250 | -6222 | -6195 | -6168 | -6134 | -6095 | -6057 | -6025 | -6001 | -5982 | -5970 | -5961 | -5958 | -5958 | -5958 | -5962 | -5967 | -5973 | -5975 | -5971 | -5964 | -5953 | -5940 | -5925 | -5913 | -5905 | -5900 | -5899 | -5906 | -5926 | -5956 | -5990 | -6027 | -6066 | -6102 | -6134 | -6159 | -6178 | -6196 | -6215 | -6234 | -6253 | -6274 | -6299 | -6327 | -6358 | -6392 | -6426 | -6462 | -6497 | -6532 | -6565 | -6601 | -6638 | -6676 | -6713 | -6746 | -6772 | -6792 | -6806 | -6827 | -6858 | -6887 | -6916 | -6944 | -6973 | -7001 | -7028 | -7053 | -7077 | -7097 | -7113 | -7127 | -7138 | -7147 | -7153 | -7151 | -7142 | -7124 | -7099 | -7073 | -7051 | -7036 | -7029 | -7024 | -7008 | -6986 | -6960 | -6930 | -6895 | -6856 | -6813 | -6767 | -6719 | -6667 | -6613 | -6556 | -6493 | -6426 | -6358 | -6292 | -6233 | -6190 | -6162 | -6145 | -6133 | -6123 | -6108 | -6082 | -6052 | -6023 | -5993 | -5962 | -5931 | -5901 | -5873 | -5846 | -5822 | -5800 | -5781 | -5765 | -5754 | -5747 | -5746 | -5753 | -5768 | -5785 | -5802 | -5818 | -5832 | -5844 | -5857 | -5872 | -5890 | -5908 | -5926 | -5947 | -5971 | -5997 | -6023 | -6052 | -6083 | -6116 | -6150 | -6187 | -6224 | -6263 | -6301 | -6334 | -6361 | -6381 | -6396 | -6411 | -6429 | -6451 | -6474 | -6498 | -6525 | -6552 | -6582 | -6614 | -6649 | -6686 | -6723 | -6764 | -6807 | -6851 | -6895 | -6939 | -6984 | -7029 | -7076 | -7121 | -7154 | -7176 | -7194 | -7211 | -7225 | -7236 | -7248 | -7271 | -7308 | -7350 | -7395 | -7439 | -7482 | -7523 | -7562 | -7598 | -7631 | -7659 | -7685 | -7707 | -7728 | -7747 | -7762 | -7777 | -7796 | -7816 | -7826 | -7827 | -7823 | -7815 | -7805 | -7797 | -7787 | -7776 | -7765 | -7754 | -7741 | -7725 | -7704 | -7677 | -7647 | -7617 | -7587 | -7557 | -7525 | -7494 | -7464 | -7440 | -7421 | -7417 | -7429 | -7451 | -7476 | -7504 | -7532 | -7551 | -7560 | -7566 | -7571 | -7574 | -7575 | -7578 | -7584 | -7593 | -7602 | -7613 | -7625 | -7638 | -7653 | -7671 | -7691 | -7711 | -7726 | -7737 | -7743 | -7746 | -7749 | -7753 | -7758 | -7763 | -7769 | -7780 | -7796 | -7817 | -7842 | -7873 | -7907 | -7941 | -7974 | -8008 | -8044 | -8078 | -8109 | -8137 | -8161 | -8185 | -8209 | -8236 | -8265 | -8297 | -8332 | -8370 | -8408 | -8439 | -8458 | -8468 | -8470 | -8465 | -8452 | -8431 | -8405 | -8378 | -8350 | -8319 | -8287 | -8254 | -8223 | -8193 | -8163 | -8136 | -8116 | -8099 | -8083 | -8066 | -8046 | -8023 | -7999 | -7981 | -7968 | -7957 | -7948 | -7941 | -7936 | -7930 | -7925 | -7921 | -7917 | -7914 | -7911 | -7909 | -7907 | -7906 | -7907 | -7910 | -7913 | -7916 | -7918 | -7922 | -7928 | -7936 | -7943 | -7944 | -7939 | -7933 | -7925 | -7916 | -7907 | -7899 | -7889 | -7879 | -7866 | -7852 | -7834 | -7813 | -7789 | -7760 | -7727 | -7691 | -7656 | -7623 | -7592 | -7564 | -7536 | -7507 | -7477 | -7446 | -7423 | -7404 | -7388 | -7373 | -7358 | -7343 | -7327 | -7311 | -7295 | -7279 | -7264 | -7250 | -7238 | -7227 | -7215 | -7203 | -7191 | -7181 | -7174 | -7168 | -7163 | -7159 | -7156 | -7146 | -7128 | -7111 | -7096 | -7082 | -7071 | -7062 | -7056 | -7051 | -7048 | -7045 | -7042 | -7038 | -7031 | -7025 | -7022 | -7021 | -7018 | -7014 | -7007 | -7001 | -6999 | -7001 | -7008 | -7025 | -7038 | -7043 | -7041 | -7040 | -7043 | -7048 | -7050 | -7052 | -7052 | -7052 | -7053 | -7056 | -7063 | -7074 | -7087 | -7103 | -7126 | -7156 | -7188 | -7218 | -7245 | -7269 | -7291 | -7316 | -7352 | -7395 | -7444 | -7493 | -7538 | -7582 | -7626 | -7670 | -7716 | -7762 | -7809 | -7856 | -7901 | -7944 | -7985 | -8025 | -8063 | -8096 | -8123 | -8146 | -8166 | -8184 | -8201 | -8217 | -8231 | -8246 | -8260 | -8271 | -8278 | -8283 | -8286 | -8285 | -8280 | -8271 | -8256 | -8232 | -8201 | -8159 | -8108 | -8047 | -7979 | -7906 | -7831 | -7754 | -7675 | -7593 | -7508 | -7412 | -7306 | -7195 | -7081 | -6964 | -6847 | -6734 | -6625 | -6522 | -6427 | -6339 | -6261 | -6192 | -6135 | -6088 | -6052 | -6026 | -6011 | -6007 | -6015 | -6034 | -6061 | -6095 | -6133 | -6171 | -6211 | -6253 | -6295 | -6336 | -6376 | -6413 | -6448 | -6481 | -6513 | -6543 | -6571 | -6597 | -6620 | -6642 | -6663 | -6684 | -6701 | -6714 | -6721 | -6723 | -6719 | -6710 | -6699 | -6699 | -6700 | -6696 | -6692 | -6687 | -6682 | -6676 | -6668 | -6657 | -6643 | -6625 | -6606 | -6588 | -6572 | -6559 | -6548 | -6537 | -6528 | -6526 | -6532 | -6543 | -6561 | -6581 | -6599 | -6601 | -6598 | -6599 | -6604 | -6615 | -6633 | -6656 | -6680 | -6705 | -6732 | -6762 | -6794 | -6828 | -6862 | -6896 | -6930 | -6968 | -7007 | -7043 | -7077 | -7110 | -7143 | -7179 | -7219 | -7264 | -7308 | -7351 | -7391 | -7425 | -7452 | -7473 | -7492 | -7510 | -7528 | -7545 | -7562 | -7578 | -7593 | -7608 | -7622 | -7632 | -7640 | -7648 | -7656 | -7663 | -7668 | -7671 | -7676 | -7689 | -7703 | -7717 | -7729 | -7742 | -7754 | -7766 | -7780 | -7797 | -7815 | -7832 | -7846 | -7858 | -7868 | -7877 | -7886 | -7897 | -7911 | -7927 | -7944 | -7965 | -7988 | -8012 | -8033 | -8041 | -8045 | -8051 | -8060 | -8070 | -8081 | -8094 | -8106 | -8118 | -8130 | -8143 | -8159 | -8178 | -8201 | -8227 | -8256 | -8284 | -8301 | -8309 | -8306 | -8292 | -8271 | -8249 | -8235 | -8244 | -8264 | -8288 | -8317 | -8353 | -8395 | -8444 | -8498 | -8554 | -8613 | -8673 | -8735 | -8797 | -8859 | -8920 | -8979 | -9039 | -9103 | -9166 | -9228 | -9291 | -9355 | -9422 | -9482 | -9519 | -9546 | -9569 | -9585 | -9594 | -9595 | -9589 | -9576 | -9557 | -9533 | -9502 | -9467 | -9427 | -9383 | -9334 | -9283 | -9231 | -9186 | -9152 | -9131 | -9121 | -9115 | -9108 | -9099 | -9094 | -9089 | -9085 | -9083 | -9085 | -9090 | -9099 | -9110 | -9126 | -9148 | -9176 | -9209 | -9246 | -9287 | -9333 | -9382 | -9429 | -9459 | -9474 | -9474 | -9463 | -9447 | -9431 | -9429 | -9446 | -9471 | -9499 | -9526 | -9552 | -9574 | -9594 | -9614 | -9633 | -9649 | -9662 | -9673 | -9685 | -9695 | -9704 | -9712 | -9722 | -9739 | -9758 | -9781 | -9808 | -9837 | -9863 | -9880 | -9888 | -9890 | -9891 | -9891 | -9892 | -9894 | -9896 | -9897 | -9895 | -9891 | -9885 | -9877 | -9866 | -9854 | -9840 | -9825 | -9810 | -9790 | -9768 | -9748 | -9729 | -9713 | -9701 | -9694 | -9690 | -9684 | -9678 | -9670 | -9662 | -9654 | -9645 | -9634 | -9624 | -9617 | -9612 | -9609 | -9607 | -9605 | -9605 | -9605 | -9605 | -9602 | -9602 | -9601 | -9599 | -9597 | -9595 | -9593 | -9592 | -9593 | -9595 | -9599 | -9604 | -9609 | -9616 | -9626 | -9636 | -9648 | -9660 | -9672 | -9685 | -9696 | -9707 | -9716 | -9725 | -9736 | -9748 | -9759 | -9772 | -9785 | -9797 | -9803 | -9802 | -9796 | -9787 | -9776 | -9764 | -9753 | -9742 | -9732 | -9723 | -9717 | -9713 | -9712 | -9713 | -9714 | -9718 | -9724 | -9733 | -9743 | -9751 | -9756 | -9759 | -9762 | -9765 | -9773 | -9787 | -9804 | -9825 | -9848 | -9874 | -9903 | -9933 | -9961 | -9986 | -10006 | -10021 | -10032 | -10042 | -10052 | -10061 | -10069 | -10075 | -10083 | -10089 | -10096 | -10104 | -10113 | -10123 | -10132 | -10142 | -10153 | -10162 | -10172 | -10181 | -10189 | -10197 | -10206 | -10217 | -10231 | -10248 | -10268 | -10289 | -10309 | -10328 | -10346 | -10365 | -10380 | -10391 | -10397 | -10401 | -10405 | -10409 | -10418 | -10432 | -10449 | -10469 | -10491 | -10513 | -10534 | -10555 | -10575 | -10594 | -10613 | -10632 | -10649 | -10666 | -10684 | -10704 | -10725 | -10747 | -10769 | -10789 | -10808 | -10823 | -10835 | -10845 | -10857 | -10872 | -10884 | -10891 | -10893 | -10892 | -10887 | -10881 | -10872 | -10861 | -10848 | -10833 | -10815 | -10794 | -10771 | -10745 | -10716 | -10685 | -10652 | -10622 | -10598 | -10578 | -10561 | -10547 | -10530 | -10505 | -10474 | -10443 | -10412 | -10385 | -10361 | -10341 | -10326 | -10313 | -10303 | -10296 | -10293 | -10292 | -10292 | -10295 | -10299 | -10307 | -10326 | -10353 | -10385 | -10419 | -10455 | -10489 | -10513 | -10527 | -10541 | -10554 | -10566 | -10577 | -10585 | -10591 | -10594 | -10596 | -10598 | -10600 | -10602 | -10606 | -10612 | -10620 | -10634 | -10651 | -10663 | -10671 | -10675 | -10682 | -10692 | -10706 | -10725 | -10756 | -10793 | -10838 | -10890 | -10949 | -11016 | -11088 | -11165 | -11246 | -11328 | -11412 | -11498 | -11585 | -11673 | -11760 | -11845 | -11926 | -12004 | -12076 | -12139 | -12190 | -12233 | -12270 | -12308 | -12353 | -12405 | -12462 | -12521 | -12580 | -12640 | -12699 | -12757 | -12814 | -12872 | -12928 | -12981 | -13032 | -13082 | -13129 | -13175 | -13219 | -13264 | -13306 | -13345 | -13379 | -13407 | -13432 | -13456 | -13481 | -13503 | -13520 | -13530 | -13532 | -13527 | -13514 | -13495 | -13470 | -13439 | -13403 | -13363 | -13318 | -13269 | -13217 | -13161 | -13102 | -13044 | -12989 | -12937 | -12889 | -12843 | -12796 | -12737 | -12658 | -12568 | -12471 | -12368 | -12259 | -12148 | -12034 | -11920 | -11807 | -11694 | -11582 | -11471 | -11361 | -11250 | -11139 | -11030 | -10923 | -10824 | -10734 | -10654 | -10582 | -10518 | -10462 | -10422 | -10387 | -10352 | -10319 | -10289 | -10264 | -10243 | -10226 | -10212 | -10201 | -10192 | -10187 | -10187 | -10191 | -10201 | -10215 | -10233 | -10254 | -10274 | -10293 | -10310 | -10327 | -10345 | -10360 | -10372 | -10388 | -10408 | -10431 | -10458 | -10489 | -10525 | -10564 | -10605 | -10650 | -10695 | -10742 | -10790 | -10839 | -10887 | -10937 | -10987 | -11037 | -11079 | -11113 | -11143 | -11169 | -11194 | -11220 | -11255 | -11303 | -11354 | -11406 | -11458 | -11511 | -11564 | -11616 | -11667 | -11717 | -11765 | -11812 | -11858 | -11901 | -11943 | -11981 | -12016 | -12047 | -12076 | -12105 | -12139 | -12175 | -12211 | -12245 | -12265 | -12264 | -12258 | -12250 | -12240 | -12224 | -12204 | -12184 | -12163 | -12144 | -12127 | -12111 | -12096 | -12082 | -12069 | -12054 | -12038 | -12021 | -12006 | -11992 | -11969 | -11939 | -11904 | -11868 | -11838 | -11816 | -11792 | -11764 | -11730 | -11691 | -11646 | -11595 | -11538 | -11475 | -11404 | -11325 | -11240 | -11148 | -11051 | -10949 | -10843 | -10733 | -10632 | -10542 | -10463 | -10396 | -10336 | -10279 | -10214 | -10130 | -10037 | -9941 | -9846 | -9754 | -9662 | -9567 | -9467 | -9363 | -9257 | -9153 | -9049 | -8944 | -8842 | -8740 | -8642 | -8552 | -8468 | -8387 | -8310 | -8239 | -8173 | -8108 | -8044 | -7987 | -7938 | -7893 | -7846 | -7798 | -7752 | -7707 | -7662 | -7616 | -7568 | -7515 | -7459 | -7401 | -7340 | -7277 | -7210 | -7138 | -7062 | -6983 | -6900 | -6810 | -6713 | -6611 | -6505 | -6397 | -6288 | -6184 | -6087 | -6000 | -5922 | -5857 | -5806 | -5769 | -5746 | -5735 | -5733 | -5740 | -5759 | -5789 | -5828 | -5876 | -5933 | -5998 | -6072 | -6155 | -6243 | -6334 | -6426 | -6520 | -6616 | -6710 | -6800 | -6887 | -6969 | -7044 | -7108 | -7164 | -7215 | -7261 | -7305 | -7348 | -7387 | -7420 | -7448 | -7472 | -7492 | -7508 | -7519 | -7523 | -7520 | -7513 | -7502 | -7487 | -7469 | -7447 | -7422 | -7395 | -7366 | -7338 | -7313 | -7290 | -7269 | -7251 | -7233 | -7215 | -7199 | -7183 | -7170 | -7159 | -7145 | -7131 | -7119 | -7110 | -7103 | -7099 | -7103 | -7114 | -7126 | -7137 | -7150 | -7163 | -7178 | -7192 | -7207 | -7221 | -7235 | -7246 | -7257 | -7269 | -7283 | -7296 | -7307 | -7316 | -7326 | -7337 | -7347 | -7355 | -7361 | -7369 | -7388 | -7425 | -7474 | -7529 | -7588 | -7646 | -7702 | -7758 | -7815 | -7874 | -7934 | -7997 | -8062 | -8128 | -8195 | -8263 | -8336 | -8411 | -8484 | -8550 | -8610 | -8665 | -8718 | -8773 | -8834 | -8892 | -8942 | -8988 | -9034 | -9083 | -9135 | -9191 | -9250 | -9309 | -9369 | -9426 | -9480 | -9533 | -9586 | -9638 | -9690 | -9739 | -9781 | -9817 | -9849 | -9881 | -9913 | -9947 | -9979 | -10002 | -10019 | -10032 | -10040 | -10044 | -10043 | -10038 | -10030 | -10019 | -10005 | -9989 | -9970 | -9947 | -9919 | -9886 | -9850 | -9811 | -9776 | -9746 | -9722 | -9704 | -9689 | -9672 | -9643 | -9602 | -9561 | -9520 | -9479 | -9439 | -9399 | -9358 | -9316 | -9273 | -9230 | -9186 | -9143 | -9099 | -9058 | -9018 | -8979 | -8941 | -8906 | -8873 | -8842 | -8811 | -8778 | -8744 | -8706 | -8668 | -8633 | -8600 | -8568 | -8537 | -8505 | -8475 | -8446 | -8416 | -8386 | -8355 | -8322 | -8289 | -8254 | -8218 | -8182 | -8147 | -8113 | -8078 | -8042 | -8006 | -7969 | -7933 | -7904 | -7881 | -7860 | -7841 | -7821 | -7802 | -7782 | -7759 | -7732 | -7701 | -7667 | -7632 | -7596 | -7560 | -7524 | -7489 | -7454 | -7419 | -7385 | -7352 | -7318 | -7284 | -7249 | -7211 | -7167 | -7118 | -7070 | -7024 | -6980 | -6940 | -6905 | -6877 | -6857 | -6844 | -6841 | -6846 | -6858 | -6876 | -6902 | -6932 | -6966 | -7002 | -7035 | -7063 | -7086 | -7103 | -7114 | -7121 | -7133 | -7153 | -7175 | -7197 | -7219 | -7239 | -7255 | -7264 | -7268 | -7267 | -7260 | -7246 | -7226 | -7198 | -7164 | -7122 | -7075 | -7026 | -6981 | -6941 | -6906 | -6881 | -6865 | -6857 | -6853 | -6851 | -6853 | -6857 | -6860 | -6859 | -6856 | -6854 | -6860 | -6871 | -6885 | -6902 | -6922 | -6946 | -6974 | -7006 | -7042 | -7080 | -7115 | -7145 | -7167 | -7180 | -7186 | -7191 | -7204 | -7222 | -7235 | -7245 | -7258 | -7274 | -7295 | -7319 | -7341 | -7361
year | CY | Max demand | Total cap | peak power vs demand
2015 | 2015 | 20754 | 37063.875 | 1.7859 | -16567 | -16577 | -16588 | -16600 | -16615 | -16631 | -16654 | -16685 | -16714 | -16730 | -16737 | -16739 | -16737 | -16738 | -16746 | -16755 | -16764 | -16774 | -16783 | -16786 | -16783 | -16775 | -16763 | -16748 | -16731 | -16711 | -16685 | -16652 | -16612 | -16562 | -16497 | -16411 | -16324 | -16249 | -16177 | -16110 | -16047 | -15983 | -15913 | -15831 | -15746 | -15661 | -15578 | -15498 | -15422 | -15350 | -15283 | -15221 | -15166 | -15117 | -15078 | -15051 | -15037 | -15035 | -15045 | -15069 | -15103 | -15144 | -15197 | -15261 | -15328 | -15391 | -15452 | -15511 | -15565 | -15615 | -15656 | -15693 | -15731 | -15764 | -15798 | -15833 | -15865 | -15894 | -15919 | -15938 | -15951 | -15960 | -15967 | -15973 | -15976 | -15971 | -15956 | -15928 | -15895 | -15863 | -15843 | -15849 | -15872 | -15901 | -15939 | -15979 | -16015 | -16052 | -16087 | -16118 | -16152 | -16188 | -16229 | -16275 | -16329 | -16391 | -16460 | -16535 | -16605 | -16658 | -16701 | -16736 | -16768 | -16796 | -16830 | -16866 | -16902 | -16938 | -16974 | -17013 | -17055 | -17100 | -17148 | -17198 | -17249 | -17301 | -17351 | -17399 | -17445 | -17488 | -17528 | -17566 | -17589 | -17598 | -17602 | -17604 | -17606 | -17615 | -17636 | -17662 | -17686 | -17707 | -17724 | -17737 | -17746 | -17749 | -17743 | -17726 | -17696 | -17652 | -17595 | -17524 | -17439 | -17341 | -17231 | -17113 | -17011 | -16942 | -16896 | -16863 | -16836 | -16807 | -16760 | -16696 | -16626 | -16557 | -16492 | -16431 | -16374 | -16320 | -16267 | -16214 | -16161 | -16107 | -16053 | -16001 | -15948 | -15892 | -15834 | -15772 | -15716 | -15663 | -15610 | -15560 | -15509 | -15453 | -15376 | -15270 | -15155 | -15038 | -14920 | -14801 | -14682 | -14567 | -14457 | -14354 | -14258 | -14169 | -14086 | -14003 | -13922 | -13848 | -13776 | -13703 | -13629 | -13553 | -13473 | -13388 | -13296 | -13197 | -13093 | -12985 | -12875 | -12760 | -12644 | -12529 | -12410 | -12279 | -12130 | -11964 | -11782 | -11589 | -11389 | -11185 | -10978 | -10766 | -10555 | -10351 | -10159 | -9979 | -9812 | -9658 | -9518 | -9392 | -9287 | -9212 | -9170 | -9156 | -9168 | -9205 | -9267 | -9358 | -9481 | -9639 | -9827 | -10041 | -10278 | -10536 | -10812 | -11102 | -11401 | -11701 | -11988 | -12263 | -12527 | -12787 | -13044 | -13299 | -13546 | -13774 | -13975 | -14147 | -14291 | -14403 | -14489 | -14550 | -14588 | -14605 | -14603 | -14584 | -14549 | -14500 | -14438 | -14367 | -14292 | -14218 | -14152 | -14096 | -14045 | -13992 | -13935 | -13873 | -13804 | -13732 | -13659 | -13587 | -13516 | -13450 | -13390 | -13336 | -13289 | -13247 | -13213 | -13185 | -13163 | -13147 | -13134 | -13122 | -13112 | -13097 | -13053 | -12978 | -12874 | -12750 | -12617 | -12492 | -12392 | -12317 | -12253 | -12193 | -12137 | -12079 | -12021 | -11969 | -11922 | -11882 | -11844 | -11809 | -11775 | -11743 | -11723 | -11716 | -11721 | -11739 | -11781 | -11848 | -11941 | -12057 | -12191 | -12331 | -12465 | -12589 | -12712 | -12842 | -12986 | -13146 | -13315 | -13484 | -13646 | -13799 | -13941 | -14074 | -14200 | -14313 | -14401 | -14464 | -14503 | -14526 | -14537 | -14538 | -14527 | -14498 | -14448 | -14374 | -14286 | -14191 | -14091 | -13983 | -13861 | -13726 | -13584 | -13442 | -13304 | -13177 | -13062 | -12958 | -12865 | -12788 | -12733 | -12698 | -12681 | -12676 | -12664 | -12651 | -12647 | -12654 | -12677 | -12720 | -12781 | -12863 | -12950 | -13039 | -13133 | -13233 | -13336 | -13441 | -13544 | -13642 | -13734 | -13824 | -13911 | -13993 | -14073 | -14151 | -14227 | -14304 | -14395 | -14495 | -14588 | -14673 | -14752 | -14825 | -14902 | -14999 | -15107 | -15221 | -15339 | -15457 | -15575 | -15690 | -15806 | -15921 | -16033 | -16138 | -16237 | -16329 | -16413 | -16490 | -16564 | -16629 | -16680 | -16712 | -16735 | -16756 | -16778 | -16803 | -16834 | -16868 | -16900 | -16930 | -16958 | -16987 | -17016 | -17048 | -17079 | -17110 | -17144 | -17182 | -17223 | -17264 | -17304 | -17343 | -17380 | -17412 | -17432 | -17452 | -17474 | -17498 | -17524 | -17554 | -17579 | -17584 | -17582 | -17576 | -17563 | -17544 | -17518 | -17485 | -17449 | -17410 | -17372 | -17334 | -17297 | -17264 | -17236 | -17211 | -17190 | -17174 | -17172 | -17177 | -17193 | -17215 | -17241 | -17262 | -17273 | -17285 | -17297 | -17310 | -17324 | -17341 | -17362 | -17387 | -17416 | -17451 | -17491 | -17533 | -17576 | -17621 | -17666 | -17709 | -17751 | -17787 | -17811 | -17825 | -17829 | -17826 | -17818 | -17810 | -17810 | -17829 | -17848 | -17864 | -17877 | -17886 | -17892 | -17892 | -17887 | -17876 | -17861 | -17841 | -17819 | -17795 | -17773 | -17753 | -17734 | -17718 | -17712 | -17712 | -17716 | -17722 | -17730 | -17739 | -17736 | -17712 | -17686 | -17665 | -17647 | -17633 | -17622 | -17613 | -17604 | -17594 | -17584 | -17577 | -17576 | -17578 | -17580 | -17583 | -17589 | -17597 | -17603 | -17614 | -17631 | -17650 | -17665 | -17678 | -17692 | -17717 | -17749 | -17784 | -17822 | -17863 | -17905 | -17949 | -17993 | -18038 | -18084 | -18129 | -18171 | -18209 | -18244 | -18278 | -18308 | -18332 | -18352 | -18370 | -18386 | -18403 | -18418 | -18428 | -18428 | -18406 | -18370 | -18324 | -18269 | -18203 | -18132 | -18058 | -17980 | -17901 | -17818 | -17731 | -17642 | -17555 | -17470 | -17387 | -17303 | -17223 | -17158 | -17099 | -17045 | -16996 | -16955 | -16920 | -16888 | -16856 | -16828 | -16802 | -16776 | -16750 | -16725 | -16703 | -16684 | -16671 | -16661 | -16654 | -16647 | -16641 | -16634 | -16627 | -16623 | -16618 | -16610 | -16604 | -16600 | -16598 | -16597 | -16598 | -16591 | -16571 | -16541 | -16511 | -16482 | -16454 | -16426 | -16397 | -16362 | -16320 | -16274 | -16229 | -16186 | -16144 | -16107 | -16073 | -16038 | -16007 | -15982 | -15962 | -15943 | -15923 | -15899 | -15874 | -15855 | -15854 | -15869 | -15886 | -15903 | -15918 | -15936 | -15956 | -15982 | -16013 | -16045 | -16076 | -16103 | -16127 | -16145 | -16157 | -16167 | -16173 | -16173 | -16162 | -16142 | -16118 | -16095 | -16076 | -16056 | -16029 | -16004 | -15977 | -15949 | -15921 | -15895 | -15869 | -15848 | -15835 | -15830 | -15832 | -15843 | -15861 | -15886 | -15915 | -15947 | -15976 | -15999 | -16021 | -16048 | -16078 | -16106 | -16131 | -16154 | -16175 | -16194 | -16217 | -16243 | -16267 | -16288 | -16306 | -16320 | -16328 | -16333 | -16335 | -16336 | -16337 | -16339 | -16346 | -16357 | -16380 | -16414 | -16456 | -16501 | -16547 | -16593 | -16640 | -16691 | -16765 | -16862 | -16964 | -17068 | -17174 | -17278 | -17378 | -17471 | -17556 | -17633 | -17700 | -17759 | -17809 | -17853 | -17892 | -17928 | -17955 | -17963 | -17955 | -17938 | -17916 | -17893 | -17869 | -17846 | -17823 | -17795 | -17767 | -17745 | -17732 | -17728 | -17734 | -17748 | -17770 | -17801 | -17842 | -17888 | -17938 | -17988 | -18036 | -18080 | -18115 | -18135 | -18145 | -18151 | -18158 | -18166 | -18176 | -18187 | -18196 | -18200 | -18194 | -18179 | -18156 | -18123 | -18084 | -18039 | -17989 | -17933 | -17872 | -17808 | -17742 | -17673 | -17602 | -17531 | -17466 | -17428 | -17413 | -17410 | -17413 | -17416 | -17419 | -17420 | -17412 | -17406 | -17410 | -17422 | -17440 | -17464 | -17493 | -17526 | -17563 | -17604 | -17652 | -17704 | -17761 | -17824 | -17893 | -17967 | -18043 | -18104 | -18146 | -18171 | -18187 | -18201 | -18214 | -18229 | -18256 | -18295 | -18340 | -18391 | -18446 | -18503 | -18561 | -18624 | -18692 | -18761 | -18833 | -18907 | -18985 | -19064 | -19143 | -19220 | -19287 | -19335 | -19370 | -19401 | -19430 | -19459 | -19487 | -19517 | -19553 | -19594 | -19633 | -19668 | -19700 | -19733 | -19766 | -19796 | -19820 | -19838 | -19849 | -19849 | -19839 | -19821 | -19797 | -19769 | -19741 | -19724 | -19717 | -19721 | -19734 | -19749 | -19764 | -19776 | -19767 | -19737 | -19702 | -19669 | -19643 | -19623 | -19607 | -19594 | -19582 | -19571 | -19566 | -19567 | -19572 | -19579 | -19587 | -19597 | -19605 | -19622 | -19648 | -19666 | -19671 | -19667 | -19661 | -19658 | -19670 | -19704 | -19753 | -19810 | -19871 | -19934 | -19997 | -20060 | -20127 | -20197 | -20268 | -20338 | -20411 | -20485 | -20561 | -20637 | -20703 | -20742 | -20754 | -20745 | -20720 | -20686 | -20646 | -20594 | -20529 | -20446 | -20341 | -20213 | -20063 | -19895 | -19712 | -19513 | -19300 | -19076 | -18846 | -18615 | -18384 | -18155 | -17931 | -17713 | -17514 | -17348 | -17215 | -17118 | -17059 | -17023 | -17002 | -16995 | -17002 | -17028 | -17067 | -17115 | -17170 | -17228 | -17290 | -17351 | -17409 | -17462 | -17505 | -17536 | -17553 | -17555 | -17543 | -17518 | -17489 | -17473 | -17465 | -17455 | -17435 | -17404 | -17362 | -17304 | -17213 | -17084 | -16941 | -16795 | -16647 | -16498 | -16351 | -16214 | -16090 | -15976 | -15873 | -15780 | -15699 | -15630 | -15572 | -15523 | -15475 | -15420 | -15365 | -15310 | -15256 | -15205 | -15156 | -15114 | -15094 | -15093 | -15100 | -15112 | -15130 | -15156 | -15190 | -15229 | -15269 | -15309 | -15349 | -15392 | -15440 | -15491 | -15545 | -15602 | -15644 | -15669 | -15688 | -15708 | -15723 | -15733 | -15739 | -15744 | -15771 | -15831 | -15903 | -15981 | -16059 | -16137 | -16211 | -16282 | -16352 | -16422 | -16493 | -16567 | -16638 | -16710 | -16781 | -16848 | -16911 | -16970 | -17012 | -17038 | -17056 | -17069 | -17082 | -17098 | -17119 | -17136 | -17151 | -17160 | -17167 | -17173 | -17176 | -17180 | -17185 | -17193 | -17202 | -17212 | -17221 | -17230 | -17240 | -17253 | -17261 | -17260 | -17249 | -17226 | -17194 | -17157 | -17118 | -17085 | -17061 | -17041 | -17014 | -16983 | -16948 | -16910 | -16872 | -16837 | -16802 | -16767 | -16731 | -16692 | -16651 | -16607 | -16560 | -16511 | -16466 | -16432 | -16401 | -16366 | -16331 | -16298 | -16267 | -16238 | -16205 | -16176 | -16151 | -16131 | -16121 | -16119 | -16124 | -16132 | -16143 | -16161 | -16185 | -16214 | -16245 | -16276 | -16307 | -16336 | -16360 | -16378 | -16395 | -16417 | -16443 | -16469 | -16495 | -16516 | -16531 | -16541 | -16544 | -16544 | -16542 | -16536 | -16529 | -16522 | -16512 | -16497 | -16475 | -16445 | -16413 | -16379 | -16345 | -16311 | -16281 | -16260 | -16244 | -16235 | -16230 | -16228 | -16225 | -16222 | -16225 | -16241 | -16271 | -16304 | -16332 | -16356 | -16373 | -16383 | -16387 | -16389 | -16389 | -16389 | -16388 | -16386 | -16383 | -16376 | -16375 | -16386 | -16408 | -16435 | -16463 | -16490 | -16517 | -16541 | -16547 | -16520 | -16478 | -16426 | -16376 | -16331 | -16291 | -16252 | -16212 | -16169 | -16126 | -16090 | -16058 | -16029 | -16004 | -15982 | -15966 | -15948 | -15926 | -15900 | -15868 | -15835 | -15801 | -15771 | -15754 | -15774 | -15807 | -15845 | -15882 | -15912 | -15942 | -15977 | -16018 | -16065 | -16115 | -16163 | -16209 | -16252 | -16291 | -16327 | -16358 | -16381 | -16399 | -16415 | -16437 | -16461 | -16485 | -16505 | -16515 | -16518 | -16519 | -16525 | -16539 | -16560 | -16581 | -16599 | -16613 | -16621 | -16622 | -16616 | -16602 | -16585 | -16563 | -16531 | -16480 | -16411 | -16324 | -16223 | -16117 | -16010 | -15910 | -15817 | -15729 | -15620 | -15502 | -15376 | -15240 | -15100 | -14958 | -14817 | -14677 | -14542 | -14414 | -14292 | -14180 | -14075 | -13977 | -13890 | -13831 | -13804 | -13809 | -13839 | -13891 | -13961 | -14036 | -14106 | -14160 | -14212 | -14276 | -14346 | -14422 | -14500 | -14576 | -14649 | -14722 | -14796 | -14871 | -14947 | -15020 | -15091 | -15161 | -15231 | -15294 | -15354 | -15406 | -15447 | -15480 | -15503 | -15517 | -15522 | -15529 | -15557 | -15585 | -15608 | -15627 | -15648 | -15674 | -15704 | -15732 | -15755 | -15772 | -15785 | -15795 | -15802 | -15806 | -15804 | -15806 | -15812 | -15834 | -15875 | -15929 | -15987 | -16043 | -16093 | -16112 | -16080 | -16028 | -15970 | -15907 | -15842 | -15776 | -15710 | -15649 | -15595 | -15544 | -15497 | -15452 | -15414 | -15382 | -15354 | -15320 | -15277 | -15227 | -15170 | -15105 | -15039 | -14975 | -14919 | -14883 | -14872 | -14877 | -14895 | -14923 | -14955 | -14987 | -15017 | -15042 | -15061 | -15079 | -15096 | -15112 | -15129 | -15144 | -15162 | -15181 | -15195 | -15195 | -15180 | -15157 | -15133 | -15112 | -15094 | -15084 | -15074 | -15058 | -15042 | -15024 | -15008 | -14995 | -14987 | -14982 | -14979 | -14978 | -14978 | -14984 | -14993 | -15008 | -15015 | -14990 | -14946 | -14882 | -14817 | -14752 | -14684 | -14613 | -14542 | -14481 | -14456 | -14447 | -14439 | -14428 | -14417 | -14403 | -14390 | -14380 | -14375 | -14375 | -14377 | -14375 | -14366 | -14351 | -14330 | -14336 | -14364 | -14416 | -14479 | -14549 | -14624 | -14702 | -14779 | -14841 | -14871 | -14896 | -14924 | -14956 | -14992 | -15035 | -15081 | -15126 | -15166 | -15201 | -15233 | -15264 | -15294 | -15327 | -15368 | -15410 | -15433 | -15445 | -15453 | -15457 | -15454 | -15443 | -15427 | -15411 | -15427 | -15454 | -15484 | -15511 | -15527 | -15528 | -15515 | -15495 | -15472 | -15443 | -15407 | -15362 | -15307 | -15234 | -15150 | -15072 | -15015 | -14977 | -14940 | -14900 | -14857 | -14811 | -14761 | -14694 | -14580 | -14453 | -14317 | -14177 | -14041 | -13906 | -13769 | -13625 | -13470 | -13311 | -13161 | -13026 | -12914 | -12831 | -12778 | -12736 | -12702 | -12677 | -12664 | -12664 | -12676 | -12703 | -12746 | -12799 | -12854 | -12909 | -12973 | -13041 | -13115 | -13199 | -13299 | -13418 | -13559 | -13716 | -13879 | -14039 | -14191 | -14332 | -14448 | -14530 | -14572 | -14585 | -14586 | -14582 | -14576 | -14563 | -14541 | -14516 | -14500 | -14484 | -14458 | -14427 | -14395 | -14366 | -14336 | -14305 | -14274 | -14248 | -14233 | -14223 | -14219 | -14217 | -14218 | -14228 | -14247 | -14271 | -14297 | -14326 | -14359 | -14394 | -14430 | -14465 | -14507 | -14562 | -14622 | -14683 | -14737 | -14780 | -14814 | -14839 | -14857 | -14862 | -14849 | -14823 | -14787 | -14744 | -14706 | -14689 | -14701 | -14727 | -14750 | -14760 | -14755 | -14741 | -14722 | -14701 | -14689 | -14684 | -14680 | -14678 | -14684 | -14701 | -14726 | -14760 | -14793 | -14827 | -14860 | -14890 | -14916 | -14939 | -14946 | -14924 | -14872 | -14796 | -14714 | -14637 | -14573 | -14515 | -14460 | -14407 | -14353 | -14292 | -14235 | -14188 | -14147 | -14114 | -14091 | -14072 | -14058 | -14048 | -14039 | -14035 | -14035 | -14042 | -14042 | -14034 | -14015 | -13972 | -13918 | -13852 | -13770 | -13678 | -13586 | -13504 | -13441 | -13393 | -13345 | -13298 | -13251 | -13198 | -13137 | -13074 | -13012 | -12956 | -12908 | -12867 | -12831 | -12798 | -12762 | -12714 | -12661 | -12597 | -12513 | -12418 | -12322 | -12229 | -12141 | -12065 | -11997 | -11933 | -11868 | -11798 | -11732 | -11676 | -11630 | -11588 | -11542 | -11488 | -11432 | -11376 | -11316 | -11252 | -11194 | -11159 | -11143 | -11152 | -11179 | -11214 | -11254 | -11291 | -11318 | -11325 | -11320 | -11326 | -11353 | -11391 | -11427 | -11455 | -11472 | -11486 | -11499 | -11511 | -11518 | -11520 | -11520 | -11520 | -11517 | -11511 | -11512 | -11523 | -11540 | -11569 | -11609 | -11658 | -11715 | -11776 | -11822 | -11859 | -11878 | -11891 | -11906 | -11928 | -11956 | -11986 | -12021 | -12064 | -12114 | -12165 | -12217 | -12274 | -12352 | -12449 | -12544 | -12641 | -12739 | -12832 | -12917 | -12994 | -13066 | -13132 | -13208 | -13301 | -13400 | -13502 | -13602 | -13698 | -13786 | -13869 | -13944 | -14011 | -14071 | -14129 | -14185 | -14237 | -14268 | -14273 | -14266 | -14248 | -14228 | -14210 | -14197 | -14187 | -14180 | -14174 | -14168 | -14172 | -14176 | -14181 | -14187 | -14196 | -14207 | -14223 | -14244 | -14273 | -14307 | -14345 | -14383 | -14420 | -14458 | -14492 | -14520 | -14559 | -14606 | -14658 | -14710 | -14763 | -14818 | -14871 | -14911 | -14934 | -14947 | -14951 | -14951 | -14944 | -14934 | -14917 | -14896 | -14873 | -14848 | -14820 | -14790 | -14754 | -14719 | -14698 | -14694 | -14710 | -14739 | -14777 | -14820 | -14865 | -14906 | -14938 | -14947 | -14933 | -14916 | -14897 | -14875 | -14851 | -14824 | -14793 | -14756 | -14713 | -14666 | -14617 | -14567 | -14518 | -14482 | -14458 | -14438 | -14404 | -14359 | -14302 | -14238 | -14168 | -14096 | -14027 | -13970 | -13926 | -13889 | -13857 | -13829 | -13801 | -13774 | -13753 | -13739 | -13732 | -13727 | -13722 | -13715 | -13708 | -13687 | -13648 | -13583 | -13491 | -13378 | -13251 | -13115 | -12973 | -12829 | -12690 | -12568 | -12457 | -12349 | -12242 | -12139 | -12045 | -11963 | -11890 | -11821 | -11752 | -11684 | -11620 | -11564 | -11516 | -11455 | -11374 | -11287 | -11193 | -11090 | -10985 | -10884 | -10784 | -10688 | -10599 | -10525 | -10467 | -10415 | -10370 | -10328 | -10286 | -10243 | -10199 | -10158 | -10124 | -10097 | -10080 | -10069 | -10061 | -10047 | -10037 | -10031 | -10026 | -10025 | -10029 | -10038 | -10054 | -10076 | -10099 | -10124 | -10157 | -10191 | -10224 | -10260 | -10296 | -10331 | -10365 | -10398 | -10431 | -10464 | -10496 | -10526 | -10551 | -10582 | -10636 | -10698 | -10772 | -10859 | -10949 | -11036 | -11118 | -11193 | -11262 | -11325 | -11390 | -11460 | -11530 | -11592 | -11648 | -11701 | -11748 | -11791 | -11834 | -11881 | -11933 | -11988 | -12047 | -12089 | -12121 | -12141 | -12152 | -12170 | -12189 | -12209 | -12233 | -12260 | -12290 | -12310 | -12325 | -12337 | -12347 | -12358 | -12368 | -12380 | -12395 | -12411 | -12424 | -12430 | -12428 | -12416 | -12395 | -12390 | -12397 | -12433 | -12506 | -12590 | -12689 | -12801 | -12925 | -13056 | -13183 | -13278 | -13337 | -13383 | -13421 | -13452 | -13478 | -13501 | -13520 | -13542 | -13569 | -13602 | -13642 | -13692 | -13754 | -13830 | -13904 | -13975 | -14044 | -14108 | -14159 | -14195 | -14216 | -14226 | -14231 | -14247 | -14299 | -14364 | -14438 | -14520 | -14609 | -14703 | -14795 | -14881 | -14957 | -15019 | -15063 | -15092 | -15104 | -15091 | -15062 | -14999 | -14915 | -14823 | -14729 | -14634 | -14540 | -14447 | -14353 | -14265 | -14157 | -14041 | -13923 | -13801 | -13676 | -13552 | -13430 | -13312 | -13199 | -13093 | -12994 | -12900 | -12813 | -12729 | -12657 | -12588 | -12519 | -12451 | -12391 | -12339 | -12291 | -12244 | -12195 | -12136 | -12068 | -12017 | -11982 | -11951 | -11919 | -11883 | -11845 | -11804 | -11762 | -11717 | -11674 | -11635 | -11593 | -11544 | -11489 | -11440 | -11393 | -11347 | -11303 | -11262 | -11229 | -11207 | -11203 | -11213 | -11212 | -11187 | -11143 | -11092 | -11043 | -10993 | -10946 | -10900 | -10854 | -10810 | -10766 | -10718 | -10678 | -10681 | -10723 | -10809 | -10925 | -11061 | -11205 | -11349 | -11489 | -11620 | -11735 | -11829 | -11924 | -12017 | -12107 | -12190 | -12260 | -12321 | -12374 | -12421 | -12462 | -12497 | -12528 | -12555 | -12578 | -12588 | -12583 | -12572 | -12562 | -12547 | -12528 | -12507 | -12487 | -12468 | -12449 | -12428 | -12415 | -12411 | -12417 | -12434 | -12462 | -12498 | -12542 | -12594 | -12655 | -12723 | -12796 | -12873 | -12945 | -12985 | -13003 | -12986 | -12947 | -12897 | -12844 | -12788 | -12733 | -12681 | -12635 | -12594 | -12544 | -12473 | -12378 | -12260 | -12122 | -11968 | -11795 | -11605 | -11398 | -11179 | -10951 | -10717 | -10491 | -10305 | -10155 | -10062 | -10008 | -9983 | -9983 | -10000 | -10026 | -10044 | -10044 | -10012 | -9941 | -9862 | -9788 | -9728 | -9689 | -9670 | -9672 | -9697 | -9744 | -9808 | -9886 | -9975 | -10068 | -10165 | -10262 | -10356 | -10447 | -10534 | -10615 | -10688 | -10756 | -10828 | -10911 | -11014 | -11152 | -11332 | -11534 | -11736 | -11923 | -12089 | -12240 | -12368 | -12454 | -12490 | -12485 | -12447 | -12381 | -12300 | -12216 | -12135 | -12059 | -11988 | -11921 | -11858 | -11801 | -11753 | -11714 | -11680 | -11637 | -11578 | -11513 | -11451 | -11402 | -11370 | -11351 | -11349 | -11382 | -11455 | -11563 | -11700 | -11858 | -12025 | -12190 | -12346 | -12488 | -12620 | -12742 | -12860 | -12973 | -13081 | -13178 | -13269 | -13357 | -13435 | -13503 | -13562 | -13611 | -13648 | -13673 | -13686 | -13691 | -13691 | -13689 | -13686 | -13686 | -13695 | -13717 | -13747 | -13781 | -13815 | -13843 | -13860 | -13866 | -13860 | -13849 | -13837 | -13840 | -13866 | -13903 | -13951 | -14009 | -14077 | -14156 | -14243 | -14335 | -14432 | -14526 | -14616 | -14685 | -14706 | -14679 | -14619 | -14542 | -14452 | -14353 | -14248 | -14142 | -14041 | -13946 | -13861 | -13796 | -13727 | -13656 | -13589 | -13527 | -13474 | -13428 | -13387 | -13348 | -13306 | -13265 | -13229 | -13203 | -13201 | -13229 | -13274 | -13332 | -13397 | -13464 | -13535 | -13607 | -13675 | -13739 | -13798 | -13857 | -13931 | -14006 | -14083 | -14163 | -14247 | -14334 | -14427 | -14525 | -14628 | -14730 | -14824 | -14899 | -14946 | -14942 | -14889 | -14822 | -14760 | -14706 | -14655 | -14605 | -14557 | -14512 | -14473 | -14455 | -14445 | -14436 | -14424 | -14403 | -14376 | -14342 | -14300 | -14251 | -14200 | -14150 | -14104 | -14056 | -14005 | -13976 | -13978 | -13992 | -14008 | -14021 | -14031 | -14036 | -14036 | -14029 | -14015 | -13997 | -13980 | -13965 | -13952 | -13944 | -13939 | -13934 | -13929 | -13929 | -13940 | -13959 | -13982 | -13999 | -13994 | -13969 | -13904 | -13819 | -13723 | -13622 | -13522 | -13426 | -13337 | -13255 | -13180 | -13089 | -12987 | -12885 | -12782 | -12679 | -12572 | -12465 | -12356 | -12240 | -12111 | -11974 | -11836 | -11719 | -11643 | -11604 | -11601 | -11602 | -11592 | -11572 | -11540 | -11497 | -11444 | -11384 | -11318 | -11257 | -11205 | -11158 | -11115 | -11076 | -11041 | -11010 | -10983 | -10962 | -10948 | -10934 | -10915 | -10879 | -10827 | -10745 | -10633 | -10496 | -10353 | -10210 | -10068 | -9930 | -9795 | -9662 | -9529 | -9385 | -9233 | -9091 | -8958 | -8833 | -8715 | -8602 | -8496 | -8395 | -8301 | -8221 | -8160 | -8105 | -8018 | -7933 | -7830 | -7720 | -7615 | -7515 | -7422 | -7335 | -7251 | -7172 | -7106 | -7058 | -7024 | -6995 | -6966 | -6932 | -6893 | -6850 | -6804 | -6752 | -6695 | -6628 | -6545 | -6458 | -6409 | -6369 | -6367 | -6399 | -6452 | -6525 | -6619 | -6733 | -6860 | -6997 | -7131 | -7243 | -7344 | -7436 | -7528 | -7624 | -7719 | -7819 | -7925 | -8036 | -8150 | -8267 | -8389 | -8512 | -8626 | -8730 | -8827 | -8914 | -8990 | -9050 | -9091 | -9113 | -9120 | -9116 | -9107 | -9116 | -9125 | -9114 | -9083 | -9033 | -8970 | -8893 | -8810 | -8728 | -8649 | -8579 | -8522 | -8475 | -8446 | -8445 | -8474 | -8519 | -8574 | -8636 | -8706 | -8783 | -8865 | -8952 | -9038 | -9115 | -9214 | -9334 | -9463 | -9596 | -9727 | -9856 | -9982 | -10107 | -10227 | -10338 | -10431 | -10496 | -10530 | -10531 | -10494 | -10432 | -10346 | -10240 | -10115 | -9974 | -9824 | -9669 | -9517 | -9373 | -9224 | -9072 | -8923 | -8781 | -8649 | -8525 | -8406 | -8288 | -8166 | -8043 | -7920 | -7792 | -7650 | -7507 | -7350 | -7185 | -7028 | -6880 | -6742 | -6615 | -6495 | -6386 | -6291 | -6217 | -6152 | -6093 | -6042 | -6001 | -5974 | -5958 | -5947 | -5939 | -5937 | -5941 | -5948 | -5968 | -6017 | -6088 | -6192 | -6317 | -6450 | -6589 | -6733 | -6882 | -7041 | -7205 | -7366 | -7495 | -7602 | -7699 | -7788 | -7864 | -7929 | -7986 | -8037 | -8084 | -8129 | -8171 | -8210 | -8263 | -8331 | -8411 | -8507 | -8619 | -8741 | -8868 | -8999 | -9129 | -9256 | -9374 | -9478 | -9570 | -9669 | -9771 | -9877 | -9988 | -10101 | -10215 | -10332 | -10449 | -10566 | -10679 | -10789 | -10888 | -10971 | -11029 | -11078 | -11124 | -11164 | -11198 | -11223 | -11240 | -11249 | -11252 | -11252 | -11273 | -11316 | -11357 | -11390 | -11418 | -11446 | -11474 | -11501 | -11526 | -11548 | -11572 | -11596 | -11602 | -11600 | -11587 | -11551 | -11500 | -11438 | -11366 | -11288 | -11206 | -11122 | -11035 | -10950 | -10876 | -10810 | -10745 | -10684 | -10624 | -10564 | -10501 | -10438 | -10378 | -10323 | -10269 | -10210 | -10145 | -10070 | -9997 | -9914 | -9828 | -9743 | -9662 | -9584 | -9511 | -9440 | -9374 | -9314 | -9258 | -9205 | -9157 | -9117 | -9082 | -9048 | -9016 | -8984 | -8949 | -8911 | -8872 | -8833 | -8798 | -8765 | -8727 | -8684 | -8633 | -8575 | -8516 | -8459 | -8407 | -8360 | -8321 | -8290 | -8260 | -8229 | -8206 | -8190 | -8177 | -8167 | -8159 | -8152 | -8143 | -8131 | -8119 | -8109 | -8120 | -8158 | -8228 | -8330 | -8449 | -8577 | -8707 | -8835 | -8959 | -9080 | -9196 | -9300 | -9377 | -9444 | -9509 | -9571 | -9634 | -9696 | -9756 | -9812 | -9865 | -9917 | -9968 | -10015 | -10056 | -10087 | -10095 | -10095 | -10087 | -10073 | -10054 | -10031 | -10004 | -9971 | -9933 | -9888 | -9845 | -9805 | -9762 | -9711 | -9653 | -9592 | -9532 | -9477 | -9432 | -9395 | -9364 | -9337 | -9285 | -9216 | -9135 | -9033 | -8926 | -8819 | -8715 | -8615 | -8515 | -8415 | -8313 | -8215 | -8125 | -8009 | -7885 | -7765 | -7654 | -7547 | -7440 | -7327 | -7207 | -7078 | -6943 | -6800 | -6687 | -6605 | -6578 | -6593 | -6629 | -6681 | -6748 | -6826 | -6913 | -7007 | -7108 | -7207 | -7269 | -7319 | -7364 | -7391 | -7402 | -7396 | -7381 | -7362 | -7341 | -7318 | -7292 | -7265 | -7243 | -7219 | -7179 | -7133 | -7088 | -7043 | -6999 | -6957 | -6919 | -6881 | -6843 | -6804 | -6771 | -6731 | -6696 | -6672 | -6653 | -6638 | -6624 | -6610 | -6600 | -6598 | -6607 | -6628 | -6656 | -6699 | -6756 | -6827 | -6913 | -7009 | -7113 | -7226 | -7349 | -7484 | -7625 | -7769 | -7911 | -8049 | -8185 | -8321 | -8465 | -8618 | -8782 | -8954 | -9131 | -9308 | -9479 | -9651 | -9824 | -9987 | -10139 | -10283 | -10416 | -10540 | -10655 | -10756 | -10840 | -10905 | -10957 | -11000 | -11048 | -11130 | -11224 | -11316 | -11401 | -11476 | -11544 | -11608 | -11669 | -11733 | -11799 | -11858 | -11872 | -11853 | -11794 | -11712 | -11624 | -11531 | -11431 | -11329 | -11228 | -11130 | -11035 | -10946 | -10865 | -10765 | -10650 | -10527 | -10402 | -10276 | -10149 | -10017 | -9881 | -9743 | -9607 | -9471 | -9366 | -9286 | -9243 | -9223 | -9215 | -9216 | -9226 | -9244 | -9270 | -9299 | -9334 | -9371 | -9396 | -9415 | -9438 | -9465 | -9493 | -9521 | -9548 | -9577 | -9607 | -9633 | -9651 | -9667 | -9700 | -9754 | -9820 | -9889 | -9956 | -10017 | -10069 | -10112 | -10146 | -10173 | -10192 | -10202 | -10206 | -10219 | -10236 | -10252 | -10269 | -10292 | -10324 | -10362 | -10401 | -10438 | -10476 | -10508 | -10507 | -10468 | -10397 | -10316 | -10232 | -10147 | -10063 | -9981 | -9901 | -9824 | -9749 | -9673 | -9600 | -9528 | -9466 | -9406 | -9346 | -9281 | -9209 | -9128 | -9044 | -8959 | -8867 | -8761 | -8661 | -8577 | -8499 | -8418 | -8335 | -8253 | -8170 | -8085 | -7996 | -7909 | -7825 | -7740 | -7645 | -7521 | -7376 | -7217 | -7050 | -6876 | -6701 | -6528 | -6358 | -6194 | -6040 | -5901 | -5777 | -5664 | -5568 | -5474 | -5378 | -5278 | -5176 | -5073 | -4969 | -4860 | -4744 | -4627 | -4522 | -4451 | -4401 | -4358 | -4313 | -4262 | -4198 | -4122 | -4036 | -3942 | -3841 | -3741 | -3648 | -3557 | -3465 | -3367 | -3262 | -3155 | -3054 | -2968 | -2964 | -2964 | -2964 | -2964 | -2964 | -2964 | -2964 | -3013 | -3094 | -3194 | -3316 | -3456 | -3610 | -3774 | -3947 | -4114 | -4265 | -4400 | -4537 | -4698 | -4883 | -5083 | -5287 | -5483 | -5661 | -5817 | -5950 | -6059 | -6160 | -6269 | -6368 | -6457 | -6540 | -6619 | -6693 | -6764 | -6833 | -6902 | -6967 | -7028 | -7084 | -7134 | -7189 | -7240 | -7287 | -7333 | -7375 | -7412 | -7447 | -7480 | -7510 | -7537 | -7561 | -7589 | -7605 | -7604 | -7596 | -7590 | -7585 | -7581 | -7577 | -7572 | -7567 | -7563 | -7551 | -7543 | -7493 | -7413 | -7313 | -7199 | -7079 | -6958 | -6838 | -6719 | -6602 | -6486 | -6374 | -6263 | -6159 | -6066 | -5978 | -5894 | -5810 | -5725 | -5636 | -5542 | -5444 | -5343 | -5257 | -5180 | -5139 | -5126 | -5130 | -5148 | -5180 | -5226 | -5279 | -5338 | -5406 | -5478 | -5540 | -5586 | -5635 | -5686 | -5735 | -5779 | -5817 | -5856 | -5899 | -5949 | -6009 | -6075 | -6152 | -6237 | -6328 | -6414 | -6490 | -6552 | -6597 | -6622 | -6633 | -6637 | -6632 | -6617 | -6602 | -6605 | -6620 | -6643 | -6669 | -6698 | -6728 | -6758 | -6786 | -6811 | -6833 | -6843 | -6832 | -6799 | -6733 | -6635 | -6518 | -6389 | -6256 | -6120 | -5984 | -5843 | -5695 | -5551 | -5429 | -5301 | -5157 | -5001 | -4847 | -4697 | -4552 | -4409 | -4265 | -4121 | -3977 | -3836 | -3697 | -3567 | -3454 | -3351 | -3253 | -3162 | -3082 | -3023 | -2990 | -2987 | -3014 | -3065 | -3118 | -3167 | -3239 | -3333 | -3439 | -3553 | -3671 | -3793 | -3920 | -4050 | -4180 | -4309 | -4435 | -4546 | -4659 | -4792 | -4939 | -5095 | -5250 | -5388 | -5504 | -5600 | -5677 | -5735 | -5776 | -5821 | -5853 | -5870 | -5876 | -5878 | -5883 | -5893 | -5911 | -5938 | -5971 | -6005 | -6053 | -6117 | -6191 | -6264 | -6338 | -6412 | -6484 | -6559 | -6636 | -6714 | -6792 | -6866 | -6930 | -6982 | -7030 | -7072 | -7110 | -7141 | -7163 | -7179 | -7186 | -7186 | -7181 | -7179 | -7191 | -7210 | -7231 | -7250 | -7264 | -7272 | -7277 | -7278 | -7278 | -7274 | -7268 | -7263 | -7264 | -7288 | -7339 | -7398 | -7462 | -7530 | -7595 | -7655 | -7710 | -7761 | -7806 | -7837 | -7847 | -7832 | -7803 | -7783 | -7778 | -7788 | -7812 | -7848 | -7893 | -7943 | -7995 | -8042 | -8079 | -8079 | -8055 | -8030 | -8002 | -7971 | -7938 | -7907 | -7876 | -7843 | -7814 | -7794 | -7780 | -7776 | -7777 | -7772 | -7760 | -7743 | -7719 | -7686 | -7646 | -7602 | -7557 | -7515 | -7479 | -7463 | -7455 | -7441 | -7421 | -7400 | -7383 | -7371 | -7367 | -7369 | -7371 | -7355 | -7320 | -7273 | -7210 | -7144 | -7073 | -6993 | -6906 | -6816 | -6726 | -6638 | -6546 | -6454 | -6370 | -6282 | -6184 | -6082 | -5980 | -5882 | -5784 | -5688 | -5592 | -5499 | -5411 | -5348 | -5324 | -5338 | -5392 | -5462 | -5545 | -5639 | -5742 | -5855 | -5973 | -6095 | -6225 | -6359 | -6485 | -6605 | -6737 | -6871 | -7001 | -7124 | -7242 | -7353 | -7456 | -7552 | -7646 | -7733 | -7807 | -7870 | -7929 | -7991 | -8059 | -8134 | -8214 | -8297 | -8380 | -8460 | -8532 | -8594 | -8649 | -8695 | -8737 | -8779 | -8827 | -8881 | -8942 | -9009 | -9079 | -9150 | -9220 | -9269 | -9301 | -9298 | -9276 | -9243 | -9201 | -9149 | -9090 | -9028 | -8961 | -8892 | -8821 | -8749 | -8679 | -8632 | -8598 | -8563 | -8528 | -8493 | -8458 | -8420 | -8380 | -8337 | -8294 | -8250 | -8192 | -8124 | -8038 | -7945 | -7845 | -7742 | -7637 | -7530 | -7423 | -7319 | -7221 | -7129 | -7042 | -6946 | -6840 | -6738 | -6638 | -6538 | -6441 | -6349 | -6260 | -6174 | -6089 | -6007 | -5937 | -5889 | -5855 | -5826 | -5803 | -5790 | -5788 | -5800 | -5824 | -5856 | -5893 | -5934 | -5974 | -6001 | -6030 | -6064 | -6104 | -6146 | -6188 | -6230 | -6271 | -6312 | -6351 | -6391 | -6438 | -6481 | -6520 | -6548 | -6570 | -6581 | -6580 | -6561 | -6526 | -6478 | -6419 | -6353 | -6282 | -6218 | -6151 | -6083 | -6016 | -5950 | -5886 | -5823 | -5762 | -5701 | -5641 | -5577 | -5518 | -5470 | -5440 | -5428 | -5433 | -5455 | -5494 | -5545 | -5607 | -5681 | -5765 | -5856 | -5952 | -6036 | -6119 | -6198 | -6271 | -6336 | -6395 | -6448 | -6496 | -6540 | -6583 | -6643 | -6715 | -6797 | -6891 | -6980 | -7063 | -7138 | -7204 | -7263 | -7317 | -7367 | -7415 | -7464 | -7512 | -7564 | -7630 | -7703 | -7778 | -7854 | -7931 | -8008 | -8083 | -8155 | -8224 | -8281 | -8318 | -8338 | -8351 | -8358 | -8359 | -8351 | -8338 | -8321 | -8299 | -8272 | -8237 | -8194 | -8148 | -8111 | -8071 | -8024 | -7972 | -7913 | -7850 | -7783 | -7715 | -7645 | -7574 | -7514 | -7461 | -7405 | -7328 | -7239 | -7143 | -7047 | -6957 | -6875 | -6805 | -6746 | -6699 | -6658 | -6623 | -6581 | -6533 | -6488 | -6446 | -6405 | -6364 | -6328 | -6295 | -6269 | -6241 | -6203 | -6166 | -6140 | -6132 | -6138 | -6157 | -6182 | -6209 | -6229 | -6241 | -6240 | -6230 | -6216 | -6199 | -6181 | -6157 | -6128 | -6098 | -6069 | -6042 | -6013 | -5985 | -5956 | -5932 | -5937 | -5969 | -6019 | -6079 | -6140 | -6205 | -6276 | -6355 | -6441 | -6532 | -6629 | -6726 | -6820 | -6906 | -6992 | -7098 | -7206 | -7309 | -7407 | -7505 | -7604 | -7697 | -7781 | -7855 | -7899 | -7906 | -7874 | -7807 | -7719 | -7614 | -7492 | -7356 | -7209 | -7054 | -6892 | -6727 | -6565 | -6411 | -6253 | -6069 | -5876 | -5683 | -5490 | -5296 | -5104 | -4926 | -4762 | -4613 | -4486 | -4387 | -4328 | -4315 | -4334 | -4374 | -4433 | -4509 | -4600 | -4697 | -4793 | -4886 | -4975 | -5057 | -5142 | -5242 | -5351 | -5466 | -5581 | -5692 | -5792 | -5875 | -5942 | -5991 | -6019 | -6023 | -5997 | -5947 | -5879 | -5796 | -5701 | -5585 | -5441 | -5278 | -5106 | -4929 | -4750 | -4571 | -4393 | -4210 | -4026 | -3841 | -3654 | -3470 | -3291 | -3122 | -2964 | -2964 | -2964 | -2964 | -2964 | -2964 | -2964 | -2964 | -2964 | -2964 | -2964 | -2964 | -2964 | -2964 | -2964 | -2964 | -2964 | -2964 | -2964 | -2964 | -2964 | -3126 | -3298 | -3473 | -3649 | -3818 | -3956 | -4066 | -4137 | -4176 | -4194 | -4198 | -4186 | -4159 | -4118 | -4062 | -3994 | -3916 | -3828 | -3737 | -3668 | -3613 | -3548 | -3474 | -3394 | -3308 | -3216 | -3121 | -3025 | -2964 | -2964 | -2964 | -2964 | -2964 | -2964 | -2964 | -2964 | -2964 | -2964 | -2964 | -2964 | -2964 | -2964 | -2964 | -2964 | -2964 | -2964 | -2964 | -2964 | -2964 | -2964 | -2964 | -2964 | -2964 | -2964 | -2964 | -2964 | -2964 | -2964 | -2964 | -2964 | -2964 | -2964 | -2964 | -2964 | -2964 | -2964 | -2964 | -2964 | -2964 | -2964 | -2964 | -2964 | -2964 | -2964 | -2964 | -2964 | -2964 | -2964 | -2964 | -2964 | -2964 | -2964 | -2964 | -2964 | -2964 | -2964 | -2964 | -2964 | -2964 | -2964 | -2964 | -2964 | -2964 | -2964 | -2998 | -3048 | -3099 | -3154 | -3212 | -3272 | -3331 | -3393 | -3459 | -3550 | -3656 | -3768 | -3883 | -4001 | -4120 | -4242 | -4367 | -4496 | -4629 | -4765 | -4895 | -5008 | -5105 | -5199 | -5286 | -5367 | -5443 | -5512 | -5574 | -5631 | -5683 | -5737 | -5789 | -5836 | -5879 | -5916 | -5951 | -5987 | -6023 | -6057 | -6086 | -6107 | -6122 | -6128 | -6127 | -6128 | -6143 | -6154 | -6158 | -6157 | -6152 | -6147 | -6146 | -6147 | -6147 | -6127 | -6091 | -6025 | -5942 | -5850 | -5755 | -5656 | -5555 | -5451 | -5344 | -5237 | -5128 | -5017 | -4911 | -4820 | -4741 | -4663 | -4585 | -4509 | -4434 | -4358 | -4282 | -4206 | -4130 | -4052 | -3976 | -3896 | -3815 | -3737 | -3662 | -3590 | -3519 | -3451 | -3384 | -3320 | -3257 | -3193 | -3129 | -3068 | -3007 | -2964 | -2964 | -2964 | -2964 | -2964 | -2964 | -2964 | -2964 | -2964 | -2964 | -2964 | -2964 | -2964 | -2964 | -2964 | -2964 | -2964 | -2964 | -2964 | -2964 | -2964 | -2964 | -2964 | -2964 | -2964 | -2964 | -2964 | -2964 | -2964 | -2964 | -2964 | -2964 | -2964 | -2964 | -2964 | -2964 | -2964 | -2964 | -2964 | -2964 | -2964 | -2964 | -2964 | -2964 | -2964 | -2964 | -2964 | -2964 | -2964 | -2964 | -2964 | -2964 | -2964 | -2964 | -2964 | -2964 | -2964 | -2964 | -2964 | -2964 | -2964 | -2964 | -2964 | -2964 | -2964 | -2964 | -2964 | -2964 | -2964 | -2964 | -2964 | -2964 | -2964 | -2964 | -2964 | -2964 | -2964 | -2964 | -2964 | -2964 | -2964 | -2964 | -2964 | -3044 | -3158 | -3273 | -3390 | -3511 | -3633 | -3753 | -3868 | -3976 | -4078 | -4174 | -4267 | -4371 | -4477 | -4578 | -4677 | -4775 | -4874 | -4973 | -5069 | -5158 | -5221 | -5260 | -5274 | -5284 | -5303 | -5332 | -5371 | -5415 | -5458 | -5499 | -5542 | -5588 | -5638 | -5687 | -5734 | -5784 | -5840 | -5896 | -5952 | -6004 | -6054 | -6104 | -6157 | -6212 | -6253 | -6275 | -6285 | -6281 | -6260 | -6221 | -6164 | -6090 | -6013 | -5934 | -5852 | -5765 | -5672 | -5579 | -5492 | -5383 | -5257 | -5120 | -4970 | -4812 | -4646 | -4471 | -4286 | -4100 | -3954 | -3860 | -3812 | -3788 | -3777 | -3778 | -3788 | -3811 | -3845 | -3889 | -3945 | -4015 | -4095 | -4177 | -4250 | -4317 | -4393 | -4477 | -4570 | -4674 | -4789 | -4909 | -5033 | -5157 | -5272 | -5372 | -5462 | -5550 | -5633 | -5711 | -5791 | -5872 | -5953 | -6033 | -6106 | -6173 | -6236 | -6296 | -6354 | -6412 | -6463 | -6507 | -6543 | -6571 | -6587 | -6596 | -6601 | -6603 | -6610 | -6625 | -6647 | -6668 | -6686 | -6700 | -6711 | -6716 | -6718 | -6717 | -6711 | -6703 | -6691 | -6675 | -6660 | -6648 | -6633 | -6615 | -6596 | -6577 | -6563 | -6552 | -6542 | -6533 | -6512 | -6481 | -6432 | -6376 | -6323 | -6272 | -6218 | -6159 | -6095 | -6026 | -5956 | -5880 | -5799 | -5714 | -5630 | -5544 | -5462 | -5388 | -5321 | -5258 | -5197 | -5138 | -5079 | -5019 | -4964 | -4920 | -4893 | -4881 | -4886 | -4911 | -4959 | -5033 | -5129 | -5243 | -5366 | -5497 | -5632 | -5764 | -5882 | -5981 | -6069 | -6146 | -6215 | -6279 | -6341 | -6401 | -6463 | -6532 | -6614 | -6705 | -6798 | -6887 | -6960 | -7017 | -7056 | -7079 | -7087 | -7083 | -7070 | -7050 | -7029 | -7009 | -6998 | -7010 | -7027 | -7044 | -7058 | -7069 | -7075 | -7076 | -7069 | -7057 | -7030 | -6992 | -6948 | -6904 | -6860 | -6809 | -6749 | -6676 | -6588 | -6485 | -6375 | -6259 | -6137 | -6015 | -5905 | -5808 | -5720 | -5645 | -5585 | -5533 | -5489 | -5455 | -5426 | -5395 | -5344 | -5272 | -5172 | -5033 | -4879 | -4722 | -4566 | -4415 | -4270 | -4136 | -4005 | -3878 | -3756 | -3641 | -3538 | -3429 | -3315 | -3194 | -3074 | -2964 | -2964 | -2964 | -2964 | -2964 | -2964 | -2964 | -2964 | -2964 | -2964 | -2964 | -2964 | -2964 | -2964 | -2964 | -2964 | -2964 | -2964 | -2964 | -2964 | -2964 | -2964 | -2964 | -2964 | -2964 | -2964 | -2964 | -2964 | -2964 | -2964 | -2964 | -2964 | -2964 | -2964 | -2964 | -2964 | -2964 | -2964 | -2964 | -2964 | -2964 | -2964 | -2964 | -2964 | -2964 | -2964 | -2964 | -2964 | -2964 | -2964 | -2964 | -2964 | -2991 | -3115 | -3209 | -3256 | -3280 | -3294 | -3295 | -3287 | -3271 | -3249 | -3220 | -3186 | -3152 | -3117 | -3081 | -3051 | -3004 | -2964 | -2964 | -2964 | -2964 | -2964 | -2964 | -2964 | -2964 | -2964 | -2964 | -2964 | -2964 | -2964 | -2964 | -2964 | -2964 | -2964 | -2964 | -2964 | -2964 | -2964 | -2964 | -2964 | -2964 | -2964 | -2964 | -2964 | -2964 | -2964 | -2964 | -2964 | -2964 | -2964 | -2964 | -2964 | -2964 | -2964 | -2964 | -2964 | -2964 | -2964 | -2964 | -2964 | -2964 | -2964 | -2964 | -2964 | -2964 | -2964 | -2964 | -2964 | -2964 | -2964 | -2964 | -2964 | -2964 | -2964 | -2964 | -2964 | -2964 | -2964 | -2964 | -2964 | -2964 | -2964 | -2964 | -2964 | -2964 | -2964 | -2964 | -2964 | -2964 | -2964 | -2964 | -2964 | -2964 | -2964 | -2964 | -2964 | -2964 | -2964 | -2964 | -2964 | -2964 | -2964 | -2964 | -2964 | -2964 | -2964 | -2964 | -2964 | -2964 | -2964 | -2964 | -2964 | -2964 | -2964 | -2964 | -2964 | -2964 | -2964 | -2964 | -2964 | -2964 | -2964 | -2964 | -2964 | -2964 | -2964 | -2964 | -2964 | -2964 | -2964 | -2964 | -2964 | -2964 | -2964 | -2964 | -2964 | -2964 | -2964 | -2964 | -2964 | -2964 | -2964 | -2964 | -2964 | -2964 | -2964 | -2964 | -2964 | -2964 | -2964 | -2964 | -2964 | -2964 | -2964 | -2964 | -2964 | -2964 | -2964 | -2964 | -2964 | -2964 | -2964 | -2964 | -2964 | -2964 | -2964 | -2964 | -2964 | -2964 | -2964 | -2964 | -2964 | -2964 | -2964 | -2964 | -2964 | -2964 | -2964 | -2964 | -2964 | -2964 | -2964 | -2964 | -2964 | -2964 | -2964 | -2964 | -2964 | -2964 | -2964 | -2964 | -2964 | -2964 | -2964 | -2964 | -2964 | -2964 | -2964 | -2964 | -2964 | -2964 | -2964 | -2964 | -2964 | -2964 | -2964 | -2964 | -2964 | -2964 | -2964 | -2964 | -2964 | -2964 | -2964 | -2964 | -2964 | -2964 | -2964 | -2964 | -2964 | -2964 | -2964 | -2964 | -2964 | -2964 | -2964 | -2964 | -2964 | -2964 | -2964 | -2964 | -2964 | -2964 | -2964 | -2964 | -2964 | -2964 | -2964 | -2964 | -2964 | -2964 | -2964 | -2964 | -2964 | -2964 | -2964 | -2964 | -2964 | -2964 | -2964 | -2964 | -2964 | -2964 | -2964 | -2964 | -2964 | -2964 | -2964 | -2964 | -2964 | -2964 | -2964 | -2964 | -2964 | -2964 | -3041 | -3146 | -3246 | -3341 | -3433 | -3523 | -3611 | -3693 | -3771 | -3846 | -3920 | -3991 | -4060 | -4130 | -4205 | -4297 | -4399 | -4511 | -4631 | -4754 | -4877 | -4996 | -5109 | -5214 | -5289 | -5329 | -5335 | -5325 | -5304 | -5268 | -5215 | -5145 | -5061 | -4966 | -4861 | -4750 | -4631 | -4510 | -4411 | -4334 | -4256 | -4177 | -4099 | -4024 | -3954 | -3888 | -3824 | -3755 | -3669 | -3579 | -3477 | -3341 | -3181 | -3010 | -2964 | -2964 | -2964 | -2964 | -2964 | -2964 | -2964 | -2964 | -2964 | -2964 | -2964 | -2964 | -2964 | -2964 | -2964 | -2964 | -2964 | -2964 | -2964 | -2964 | -2964 | -2964 | -2964 | -2964 | -2964 | -2964 | -2964 | -2964 | -2964 | -2964 | -2964 | -2964 | -2964 | -2964 | -2964 | -2964 | -2964 | -2964 | -2964 | -2964 | -2964 | -2964 | -2964 | -2964 | -2964 | -2964 | -2964 | -2964 | -2964 | -2964 | -2964 | -2964 | -2964 | -2964 | -2964 | -2964 | -2964 | -2964 | -2964 | -2964 | -2964 | -2964 | -2964 | -2964 | -2964 | -2964 | -2964 | -2964 | -2964 | -2964 | -2964 | -2964 | -2964 | -2964 | -2964 | -2964 | -2964 | -2964 | -2964 | -2964 | -2964 | -2964 | -2964 | -2964 | -2964 | -2964 | -2964 | -2964 | -2964 | -2964 | -2964 | -2964 | -2964 | -2964 | -2964 | -2964 | -2964 | -2964 | -2964 | -2964 | -2964 | -2964 | -2964 | -2964 | -2964 | -2964 | -2964 | -2964 | -2964 | -2964 | -2964 | -2964 | -2964 | -2964 | -2964 | -2964 | -2964 | -2964 | -2964 | -2964 | -2964 | -2964 | -2964 | -2964 | -2964 | -2964 | -2964 | -2964 | -2964 | -2964 | -2964 | -2964 | -2964 | -2964 | -2964 | -2964 | -2964 | -2964 | -2964 | -2964 | -2964 | -2964 | -2964 | -2964 | -2964 | -2964 | -2964 | -2964 | -2964 | -2964 | -2964 | -2964 | -2964 | -2964 | -2964 | -2964 | -2964 | -2964 | -2964 | -2964 | -2964 | -2964 | -2964 | -2964 | -2964 | -2964 | -2964 | -2964 | -2964 | -2964 | -2964 | -2964 | -2964 | -2964 | -2964 | -2964 | -2964 | -2964 | -2964 | -2964 | -2964 | -2964 | -2964 | -2964 | -2964 | -2964 | -2964 | -2964 | -2964 | -2964 | -2964 | -2964 | -2964 | -2964 | -2964 | -2964 | -2964 | -2964 | -2964 | -2964 | -2964 | -2964 | -2964 | -2964 | -2964 | -2964 | -2964 | -2964 | -2964 | -2964 | -2964 | -2964 | -2964 | -2964 | -2964 | -2964 | -2964 | -2964 | -2964 | -2964 | -2964 | -2964 | -2964 | -2964 | -2964 | -2964 | -2964 | -2964 | -2964 | -2964 | -2964 | -2964 | -2964 | -2964 | -2964 | -2964 | -2964 | -2964 | -2964 | -2964 | -2964 | -2964 | -2964 | -2964 | -2964 | -2964 | -2964 | -2964 | -2964 | -2964 | -2964 | -2964 | -2964 | -2964 | -2964 | -2964 | -2964 | -2964 | -2964 | -2964 | -2964 | -2964 | -2964 | -2964 | -2964 | -2964 | -2964 | -2964 | -2964 | -2964 | -2964 | -2964 | -2964 | -2964 | -2964 | -2964 | -2964 | -2964 | -2964 | -2964 | -2964 | -2964 | -2964 | -2964 | -2964 | -2964 | -2964 | -2964 | -2964 | -2964 | -2964 | -2964 | -2964 | -2964 | -2964 | -2964 | -2964 | -2964 | -2964 | -2964 | -2964 | -2964 | -2964 | -2964 | -2964 | -2964 | -2964 | -2964 | -2964 | -2964 | -2964 | -2964 | -2964 | -2964 | -2964 | -2964 | -2964 | -2964 | -2964 | -2964 | -2964 | -2964 | -2964 | -2964 | -2964 | -2964 | -2964 | -2964 | -2964 | -2964 | -2964 | -2964 | -2964 | -2964 | -2964 | -2964 | -2964 | -2964 | -2964 | -2964 | -2964 | -2964 | -2964 | -2964 | -2964 | -2964 | -2964 | -2964 | -2964 | -2964 | -2964 | -2964 | -2983 | -3238 | -3477 | -3692 | -3878 | -4046 | -4193 | -4301 | -4372 | -4412 | -4422 | -4401 | -4349 | -4281 | -4208 | -4143 | -4096 | -4049 | -3997 | -3940 | -3879 | -3810 | -3733 | -3646 | -3552 | -3450 | -3357 | -3280 | -3219 | -3171 | -3131 | -3099 | -3078 | -3068 | -3071 | -3087 | -3113 | -3135 | -3145 | -3135 | -3108 | -3082 | -3057 | -3032 | -3006 | -2982 | -2964 | -2964 | -2964 | -2964 | -2964 | -2964 | -2964 | -2964 | -2972 | -3002 | -3035 | -3071 | -3106 | -3137 | -3164 | -3190 | -3222 | -3259 | -3300 | -3343 | -3389 | -3440 | -3494 | -3552 | -3615 | -3681 | -3749 | -3819 | -3883 | -3932 | -3967 | -3993 | -4017 | -4045 | -4077 | -4113 | -4153 | -4201 | -4255 | -4311 | -4362 | -4410 | -4462 | -4529 | -4599 | -4665 | -4728 | -4788 | -4847 | -4903 | -4957 | -5011 | -5054 | -5086 | -5098 | -5104 | -5110 | -5111 | -5104 | -5087 | -5064 | -5039 | -5011 | -4988 | -4971 | -4959 | -4953 | -4944 | -4934 | -4929 | -4933 | -4945 | -4963 | -4986 | -5014 | -5044 | -5072 | -5096 | -5115 | -5123 | -5121 | -5109 | -5089 | -5061 | -5024 | -4980 | -4930 | -4871 | -4807 | -4748 | -4722 | -4705 | -4679 | -4647 | -4607 | -4558 | -4500 | -4434 | -4366 | -4300 | -4242 | -4196 | -4156 | -4088 | -3991 | -3873 | -3748 | -3620 | -3491 | -3365 | -3244 | -3128 | -3017 | -2964 | -2964 | -2964 | -2964 | -2964 | -2964 | -2964 | -2964 | -2964 | -2964 | -2964 | -2964 | -2964 | -2964 | -2964 | -2964 | -2964 | -2964 | -2964 | -2964 | -2964 | -2964 | -2964 | -2964 | -2964 | -2964 | -2964 | -2964 | -2964 | -2964 | -2964 | -2964 | -2964 | -2964 | -2964 | -2964 | -2964 | -2964 | -2964 | -2964 | -2964 | -2964 | -2964 | -2964 | -2964 | -2964 | -2964 | -2964 | -2964 | -2964 | -2964 | -2964 | -2964 | -2964 | -2964 | -2964 | -2964 | -2964 | -2964 | -2964 | -2964 | -2964 | -2964 | -2964 | -2964 | -2964 | -2964 | -2964 | -2964 | -2964 | -2964 | -2964 | -2964 | -2964 | -2964 | -2964 | -2964 | -2964 | -2964 | -2964 | -2964 | -2964 | -2964 | -2964 | -2964 | -2964 | -2964 | -2964 | -2964 | -2964 | -2964 | -2964 | -2964 | -2964 | -2964 | -2964 | -2964 | -2964 | -2964 | -2964 | -2964 | -2964 | -2964 | -2964 | -2964 | -2964 | -2964 | -2964 | -2964 | -2964 | -2964 | -2964 | -2964 | -2964 | -2964 | -2964 | -2964 | -2964 | -2964 | -2964 | -2964 | -2964 | -2964 | -2964 | -2964 | -2964 | -2964 | -2964 | -2964 | -2964 | -2964 | -2964 | -2964 | -2964 | -2964 | -2964 | -2964 | -2964 | -2964 | -2964 | -2964 | -2964 | -2964 | -2964 | -2964 | -2964 | -2964 | -2964 | -2964 | -2964 | -2964 | -2964 | -2964 | -2964 | -2964 | -2964 | -2964 | -2964 | -2964 | -2964 | -2964 | -2964 | -2964 | -2964 | -2964 | -2964 | -2964 | -2964 | -2964 | -2964 | -2964 | -2964 | -2964 | -2964 | -2964 | -2964 | -2964 | -2964 | -2964 | -2964 | -2964 | -2964 | -2964 | -2964 | -2964 | -2964 | -2964 | -2964 | -2964 | -2964 | -2964 | -2964 | -2964 | -2964 | -2964 | -2964 | -2964 | -2964 | -2964 | -2964 | -2964 | -2964 | -2964 | -2964 | -2964 | -2964 | -2964 | -2964 | -2964 | -2964 | -2964 | -2964 | -2964 | -2964 | -2964 | -2964 | -2964 | -2964 | -2964 | -2964 | -2964 | -2964 | -2964 | -2964 | -2964 | -2964 | -2964 | -2964 | -2964 | -2964 | -2964 | -2964 | -2964 | -2964 | -2964 | -2964 | -2964 | -2964 | -2964 | -2964 | -2964 | -2964 | -2964 | -2964 | -2964 | -2964 | -2964 | -2964 | -2964 | -2964 | -2964 | -2964 | -2964 | -2964 | -2964 | -2964 | -2964 | -2964 | -2964 | -2964 | -2964 | -2964 | -2964 | -2964 | -2964 | -2964 | -2964 | -2964 | -2964 | -2964 | -2964 | -2964 | -2964 | -2964 | -2964 | -2964 | -2964 | -2964 | -2964 | -2964 | -2964 | -2964 | -2964 | -2964 | -2964 | -2964 | -2964 | -2964 | -2964 | -2964 | -2964 | -2964 | -2964 | -2964 | -2964 | -2964 | -2964 | -2964 | -2964 | -2964 | -2964 | -2964 | -2964 | -2964 | -2964 | -2964 | -2964 | -2964 | -2964 | -2964 | -2964 | -2964 | -2964 | -2964 | -2964 | -2964 | -2964 | -2964 | -2964 | -2964 | -2964 | -2964 | -2964 | -2964 | -2964 | -2964 | -2964 | -2964 | -2964 | -2964 | -2964 | -2964 | -2964 | -2964 | -2964 | -2964 | -2964 | -2964 | -2964 | -2964 | -2964 | -2964 | -2964 | -2964 | -2964 | -2964 | -2964 | -2964 | -2964 | -2964 | -2964 | -2964 | -2964 | -2964 | -2964 | -2964 | -2964 | -2964 | -2964 | -2964 | -2964 | -2964 | -2964 | -2964 | -2964 | -2964 | -2964 | -2964 | -2964 | -2964 | -2964 | -2964 | -2964 | -2964 | -2964 | -2994 | -3035 | -3077 | -3120 | -3164 | -3211 | -3260 | -3312 | -3364 | -3413 | -3460 | -3503 | -3543 | -3581 | -3619 | -3658 | -3700 | -3744 | -3792 | -3843 | -3897 | -3943 | -3981 | -4014 | -4039 | -4055 | -4061 | -4057 | -4042 | -4015 | -3980 | -3940 | -3902 | -3876 | -3879 | -3896 | -3923 | -3959 | -4000 | -4043 | -4088 | -4134 | -4181 | -4228 | -4273 | -4302 | -4312 | -4288 | -4252 | -4210 | -4165 | -4120 | -4076 | -4032 | -3987 | -3942 | -3896 | -3855 | -3812 | -3768 | -3726 | -3685 | -3649 | -3616 | -3584 | -3552 | -3521 | -3492 | -3463 | -3427 | -3385 | -3335 | -3276 | -3214 | -3153 | -3094 | -3040 | -2989 | -2964 | -2964 | -2964 | -2964 | -2964 | -2964 | -2964 | -2964 | -2964 | -2964 | -2964 | -2964 | -2964 | -2964 | -2964 | -2964 | -2964 | -2964 | -2964 | -2964 | -2964 | -2964 | -2964 | -2964 | -2964 | -2964 | -2964 | -2964 | -2964 | -2964 | -2964 | -2964 | -2964 | -2964 | -2964 | -2964 | -2964 | -2964 | -2964 | -2964 | -2964 | -2964 | -2964 | -2964 | -2964 | -2964 | -2964 | -2964 | -2964 | -2964 | -2964 | -2964 | -2964 | -2964 | -2964 | -2964 | -2964 | -2964 | -2964 | -2964 | -2964 | -2964 | -2964 | -2964 | -2964 | -2964 | -2964 | -2964 | -2964 | -2964 | -2964 | -2964 | -2964 | -2964 | -2964 | -2964 | -2964 | -2964 | -2964 | -2964 | -2964 | -2964 | -2964 | -2964 | -2964 | -2964 | -2964 | -2964 | -2964 | -2964 | -2964 | -2964 | -2964 | -2964 | -2964 | -2964 | -2964 | -2964 | -2964 | -2964 | -2964 | -2964 | -2964 | -2964 | -2964 | -2964 | -2964 | -2964 | -2964 | -2964 | -2964 | -2964 | -2964 | -2964 | -2964 | -2964 | -2964 | -2964 | -2964 | -2964 | -2964 | -2964 | -2964 | -2964 | -3033 | -3143 | -3241 | -3330 | -3409 | -3480 | -3540 | -3588 | -3627 | -3662 | -3693 | -3692 | -3655 | -3565 | -3446 | -3314 | -3168 | -3009 | -2964 | -2964 | -2964 | -2964 | -2964 | -2964 | -2964 | -2964 | -2964 | -2964 | -2964 | -2964 | -2964 | -2964 | -2964 | -2964 | -2964 | -2964 | -2964 | -2964 | -2964 | -2964 | -2964 | -2964 | -2964 | -2964 | -2964 | -2964 | -2964 | -2964 | -2964 | -2964 | -2964 | -2964 | -2964 | -2964 | -2964 | -2964 | -2964 | -2964 | -2964 | -2964 | -2964 | -2964 | -2964 | -2964 | -2964 | -2964 | -2964 | -2964 | -2964 | -2964 | -2964 | -2964 | -2964 | -2964 | -2964 | -2964 | -2964 | -2964 | -2964 | -2964 | -2964 | -2964 | -2964 | -2964 | -2964 | -2964 | -2964 | -2964 | -2964 | -2964 | -2964 | -2964 | -2964 | -2964 | -2964 | -2964 | -2964 | -2964 | -2964 | -2964 | -2964 | -2964 | -2964 | -2964 | -2964 | -2964 | -2964 | -2964 | -2964 | -2964 | -2964 | -2964 | -2964 | -2964 | -2964 | -2964 | -2964 | -2964 | -2964 | -2964 | -2964 | -2964 | -2964 | -2964 | -2964 | -2964 | -2964 | -2964 | -2964 | -2964 | -2964 | -2964 | -2964 | -2964 | -2964 | -2964 | -2964 | -2964 | -2964 | -2964 | -2964 | -2964 | -2964 | -2964 | -2964 | -2964 | -2964 | -2964 | -2964 | -2964 | -2964 | -2964 | -2964 | -2964 | -2964 | -2964 | -2964 | -2964 | -2964 | -2964 | -2964 | -2964 | -2964 | -2964 | -2964 | -2964 | -2964 | -2964 | -2964 | -2964 | -2964 | -2964 | -2964 | -2964 | -2964 | -2964 | -2964 | -2964 | -3024 | -3251 | -3461 | -3651 | -3822 | -3978 | -4117 | -4234 | -4323 | -4380 | -4411 | -4424 | -4427 | -4443 | -4469 | -4487 | -4499 | -4508 | -4516 | -4521 | -4527 | -4530 | -4530 | -4529 | -4529 | -4533 | -4545 | -4558 | -4576 | -4595 | -4618 | -4645 | -4676 | -4712 | -4750 | -4786 | -4824 | -4861 | -4891 | -4922 | -4955 | -4992 | -5031 | -5074 | -5119 | -5168 | -5222 | -5282 | -5343 | -5393 | -5431 | -5457 | -5478 | -5501 | -5524 | -5545 | -5563 | -5575 | -5587 | -5598 | -5612 | -5633 | -5665 | -5697 | -5726 | -5748 | -5762 | -5770 | -5770 | -5764 | -5751 | -5732 | -5705 | -5693 | -5698 | -5736 | -5785 | -5831 | -5875 | -5920 | -5967 | -6018 | -6074 | -6136 | -6203 | -6254 | -6286 | -6316 | -6347 | -6378 | -6409 | -6442 | -6476 | -6512 | -6548 | -6583 | -6618 | -6664 | -6720 | -6776 | -6827 | -6873 | -6918 | -6956 | -6991 | -7020 | -7044 | -7062 | -7073 | -7087 | -7107 | -7126 | -7145 | -7162 | -7178 | -7189 | -7198 | -7203 | -7205 | -7205 | -7203 | -7189 | -7163 | -7134 | -7109 | -7087 | -7061 | -7030 | -6988 | -6939 | -6885 | -6828 | -6776 | -6743 | -6716 | -6689 | -6665 | -6648 | -6638 | -6633 | -6632 | -6634 | -6638 | -6644 | -6653 | -6651 | -6627 | -6577 | -6514 | -6448 | -6386 | -6329 | -6276 | -6227 | -6181 | -6139 | -6099 | -6066 | -6034 | -6003 | -5974 | -5947 | -5922 | -5900 | -5886 | -5880 | -5885 | -5899 | -5922 | -5944 | -5951 | -5945 | -5932 | -5920 | -5906 | -5892 | -5881 | -5874 | -5869 | -5865 | -5864 | -5881 | -5903 | -5923 | -5943 | -5962 | -5984 | -6010 | -6037 | -6066 | -6092 | -6116 | -6135 | -6161 | -6208 | -6255 | -6286 | -6302 | -6311 | -6317 | -6324 | -6332 | -6342 | -6353 | -6364 | -6367 | -6367 | -6371 | -6376 | -6382 | -6385 | -6384 | -6380 | -6374 | -6367 | -6362 | -6359 | -6357 | -6352 | -6351 | -6344 | -6328 | -6309 | -6287 | -6262 | -6233 | -6200 | -6161 | -6119 | -6076 | -6030 | -5989 | -5950 | -5909 | -5866 | -5819 | -5767 | -5710 | -5649 | -5582 | -5507 | -5428 | -5354 | -5301 | -5254 | -5185 | -5094 | -4988 | -4870 | -4747 | -4629 | -4522 | -4446 | -4366 | -4263 | -4144 | -4018 | -3886 | -3750 | -3611 | -3474 | -3338 | -3206 | -3078 | -2964 | -2964 | -2964 | -2964 | -2964 | -2964 | -2964 | -2964 | -2964 | -2964 | -2964 | -2964 | -2964 | -2964 | -2964 | -2964 | -2964 | -2964 | -2964 | -2964 | -2964 | -2964 | -2964 | -2964 | -2964 | -2964 | -2964 | -2964 | -2964 | -2964 | -3021 | -3091 | -3161 | -3235 | -3320 | -3409 | -3494 | -3579 | -3675 | -3781 | -3896 | -4015 | -4138 | -4266 | -4400 | -4537 | -4673 | -4805 | -4932 | -5053 | -5162 | -5245 | -5302 | -5349 | -5404 | -5468 | -5532 | -5587 | -5629 | -5663 | -5694 | -5738 | -5792 | -5841 | -5879 | -5904 | -5916 | -5916 | -5903 | -5878 | -5845 | -5806 | -5763 | -5716 | -5675 | -5641 | -5601 | -5548 | -5482 | -5398 | -5302 | -5201 | -5094 | -4986 | -4883 | -4753 | -4595 | -4428 | -4265 | -4107 | -3957 | -3809 | -3667 | -3535 | -3416 | -3306 | -3208 | -3119 | -3023 | -2964 | -2964 | -2964 | -2964 | -2964 | -2964 | -2964 | -2964 | -3039 | -3164 | -3297 | -3446 | -3604 | -3763 | -3923 | -4084 | -4246 | -4408 | -4565 | -4717 | -4865 | -5011 | -5152 | -5287 | -5416 | -5522 | -5606 | -5672 | -5723 | -5758 | -5775 | -5772 | -5749 | -5721 | -5723 | -5726 | -5724 | -5720 | -5719 | -5723 | -5732 | -5748 | -5769 | -5792 | -5812 | -5828 | -5840 | -5846 | -5846 | -5837 | -5834 | -5837 | -5847 | -5865 | -5893 | -5926 | -5965 | -5998 | -6019 | -6042 | -6071 | -6109 | -6153 | -6197 | -6241 | -6282 | -6318 | -6351 | -6380 | -6409 | -6442 | -6484 | -6535 | -6602 | -6668 | -6728 | -6780 | -6828 | -6870 | -6907 | -6940 | -6971 | -7002 | -7025 | -7042 | -7049 | -7051 | -7050 | -7049 | -7051 | -7057 | -7069 | -7086 | -7110 | -7139 | -7154 | -7160 | -7139 | -7108 | -7070 | -7027 | -6974 | -6914 | -6853 | -6794 | -6755 | -6720 | -6686 | -6655 | -6622 | -6584 | -6540 | -6490 | -6436 | -6380 | -6325 | -6267 | -6204 | -6138 | -6096 | -6077 | -6085 | -6105 | -6140 | -6191 | -6254 | -6325 | -6399 | -6474 | -6530 | -6558 | -6574 | -6587 | -6604 | -6629 | -6661 | -6695 | -6731 | -6766 | -6797 | -6825 | -6853 | -6882 | -6925 | -6984 | -7061 | -7143 | -7213 | -7268 | -7312 | -7348 | -7376 | -7396 | -7417 | -7458 | -7506 | -7553 | -7597 | -7635 | -7669 | -7705 | -7742 | -7780 | -7818 | -7856 | -7894 | -7926 | -7933 | -7908 | -7848 | -7764 | -7669 | -7573 | -7475 | -7379 | -7287 | -7201 | -7129 | -7063 | -6996 | -6934 | -6880 | -6834 | -6793 | -6755 | -6721 | -6691 | -6665 | -6645 | -6631 | -6625 | -6605 | -6581 | -6552 | -6532 | -6522 | -6524 | -6532 | -6547 | -6565 | -6587 | -6608 | -6632 | -6656 | -6680 | -6703 | -6725 | -6752 | -6781 | -6813 | -6848 | -6884 | -6917 | -6948 | -6978 | -7004 | -7020 | -7024 | -7029 | -7037 | -7047 | -7059 | -7074 | -7091 | -7108 | -7127 | -7156 | -7188 | -7224 | -7263 | -7304 | -7342 | -7377 | -7409 | -7437 | -7464 | -7492 | -7517 | -7542 | -7576 | -7610 | -7642 | -7664 | -7682 | -7694 | -7700 | -7702 | -7701 | -7702 | -7718 | -7749 | -7782 | -7816 | -7853 | -7892 | -7934 | -7976 | -8020 | -8062 | -8102 | -8142 | -8181 | -8220 | -8254 | -8290 | -8315 | -8326 | -8330 | -8332 | -8331 | -8329 | -8325 | -8323 | -8325 | -8328 | -8327 | -8322 | -8317 | -8315 | -8314 | -8312 | -8311 | -8309 | -8305 | -8299 | -8292 | -8287 | -8291 | -8290 | -8295 | -8303 | -8310 | -8318 | -8326 | -8335 | -8345 | -8356 | -8361 | -8352 | -8343 | -8335 | -8325 | -8310 | -8296 | -8283 | -8272 | -8261 | -8253 | -8249 | -8250 | -8256 | -8268 | -8284 | -8301 | -8316 | -8328 | -8337 | -8344 | -8351 | -8358 | -8368 | -8387 | -8417 | -8451 | -8488 | -8528 | -8571 | -8613 | -8657 | -8702 | -8749 | -8798 | -8849 | -8901 | -8958 | -9003 | -9043 | -9076 | -9096 | -9115 | -9127 | -9131 | -9129 | -9120 | -9110 | -9116 | -9121 | -9124 | -9126 | -9126 | -9123 | -9119 | -9113 | -9107 | -9101 | -9098 | -9096 | -9094 | -9091 | -9088 | -9081 | -9079 | -9058 | -9016 | -8962 | -8897 | -8828 | -8758 | -8693 | -8643 | -8590 | -8535 | -8480 | -8425 | -8370 | -8315 | -8257 | -8197 | -8132 | -8062 | -7985 | -7901 | -7812 | -7723 | -7644 | -7575 | -7524 | -7483 | -7452 | -7430 | -7413 | -7397 | -7377 | -7326 | -7234 | -7134 | -7032 | -6929 | -6827 | -6726 | -6629 | -6536 | -6446 | -6357 | -6270 | -6186 | -6103 | -6046 | -6010 | -6005 | -6027 | -6065 | -6116 | -6179 | -6252 | -6331 | -6407 | -6471 | -6543 | -6623 | -6705 | -6784 | -6856 | -6921 | -6979 | -7027 | -7068 | -7105 | -7140 | -7177 | -7216 | -7251 | -7277 | -7282 | -7265 | -7232 | -7186 | -7131 | -7072 | -7016 | -6970 | -6938 | -6891 | -6824 | -6742 | -6655 | -6562 | -6461 | -6357 | -6248 | -6133 | -6010 | -5881 | -5744 | -5604 | -5486 | -5393 | -5333 | -5304 | -5293 | -5295 | -5307 | -5324 | -5342 | -5350 | -5321 | -5276 | -5234 | -5192 | -5149 | -5108 | -5070 | -5035 | -5005 | -4981 | -4965 | -4953 | -4945 | -4938 | -4935 | -4939 | -4954 | -4984 | -5026 | -5075 | -5126 | -5180 | -5234 | -5288 | -5344 | -5412 | -5486 | -5564 | -5644 | -5724 | -5806 | -5889 | -5973 | -6055 | -6136 | -6216 | -6297 | -6378 | -6463 | -6552 | -6636 | -6715 | -6792 | -6865 | -6934 | -6999 | -7058 | -7111 | -7165 | -7216 | -7263 | -7308 | -7350 | -7391 | -7429 | -7467 | -7505 | -7545 | -7586 | -7629 | -7671 | -7711 | -7744 | -7763 | -7775 | -7781 | -7787 | -7794 | -7800 | -7805 | -7812 | -7822 | -7843 | -7871 | -7903 | -7939 | -7980 | -8027 | -8081 | -8142 | -8210 | -8284 | -8361 | -8443 | -8530 | -8622 | -8717 | -8809 | -8885 | -8944 | -8993 | -9035 | -9076 | -9118 | -9162 | -9213 | -9282 | -9363 | -9451 | -9550 | -9659 | -9776 | -9896 | -10019 | -10145 | -10272 | -10401 | -10532 | -10665 | -10800 | -10935 | -11054 | -11149 | -11227 | -11292 | -11346 | -11391 | -11431 | -11470 | -11512 | -11568 | -11641 | -11716 | -11795 | -11876 | -11958 | -12042 | -12127 | -12212 | -12298 | -12388 | -12481 | -12575 | -12668 | -12750 | -12823 | -12886 | -12932 | -12973 | -13014 | -13056 | -13100 | -13147 | -13198 | -13244 | -13261 | -13268 | -13265 | -13253 | -13230 | -13199 | -13159 | -13112 | -13059 | -13003 | -12941 | -12875 | -12802 | -12732 | -12671 | -12636 | -12635 | -12653 | -12682 | -12721 | -12767 | -12818 | -12859 | -12870 | -12878 | -12889 | -12901 | -12916 | -12930 | -12939 | -12945 | -12950 | -12949 | -12937 | -12916 | -12889 | -12860 | -12847 | -12871 | -12941 | -13046 | -13169 | -13301 | -13433 | -13555 | -13662 | -13751 | -13821 | -13885 | -13939 | -13982 | -14013 | -14034 | -14046 | -14051 | -14046 | -14037 | -14026 | -14015 | -13999 | -13979 | -13958 | -13942 | -13927 | -13913 | -13900 | -13883 | -13868 | -13854 | -13839 | -13823 | -13796 | -13754 | -13706 | -13653 | -13595 | -13534 | -13475 | -13418 | -13362 | -13308 | -13254 | -13200 | -13148 | -13099 | -13051 | -13001 | -12952 | -12905 | -12863 | -12829 | -12800 | -12773 | -12749 | -12727 | -12711 | -12698 | -12686 | -12677 | -12671 | -12668 | -12670 | -12676 | -12685 | -12698 | -12713 | -12733 | -12756 | -12783 | -12807 | -12808 | -12789 | -12753 | -12704 | -12645 | -12580 | -12512 | -12446 | -12390 | -12351 | -12322 | -12300 | -12283 | -12270 | -12258 | -12244 | -12230 | -12217 | -12204 | -12192 | -12179 | -12166 | -12149 | -12135 | -12124 | -12106 | -12076 | -12045 | -12017 | -11992 | -11970 | -11950 | -11934 | -11920 | -11903 | -11880 | -11854 | -11825 | -11798 | -11774 | -11751 | -11728 | -11708 | -11687 | -11666 | -11643 | -11621 | -11600 | -11585 | -11578 | -11571 | -11558 | -11541 | -11521 | -11498 | -11474 | -11452 | -11443 | -11439 | -11436 | -11436 | -11435 | -11431 | -11424 | -11413 | -11399 | -11381 | -11363 | -11347 | -11334 | -11323 | -11310 | -11295 | -11282 | -11270 | -11257 | -11242 | -11230 | -11220 | -11211 | -11203 | -11195 | -11184 | -11172 | -11161 | -11155 | -11151 | -11148 | -11149 | -11152 | -11155 | -11152 | -11145 | -11137 | -11129 | -11125 | -11129 | -11135 | -11137 | -11127 | -11105 | -11076 | -11046 | -11016 | -10995 | -10979 | -10964 | -10951 | -10936 | -10916 | -10896 | -10876 | -10858 | -10838 | -10819 | -10805 | -10790 | -10772 | -10749 | -10717 | -10671 | -10619 | -10574 | -10552 | -10547 | -10552 | -10558 | -10559 | -10541 | -10480 | -10406 | -10326 | -10246 | -10164 | -10083 | -10003 | -9925 | -9850 | -9783 | -9724 | -9674 | -9631 | -9593 | -9568 | -9538 | -9495 | -9437 | -9360 | -9273 | -9181 | -9090 | -9007 | -8963 | -8973 | -9004 | -9050 | -9110 | -9183 | -9265 | -9351 | -9437 | -9528 | -9619 | -9705 | -9783 | -9859 | -9934 | -9999 | -10055 | -10110 | -10156 | -10190 | -10214 | -10234 | -10251 | -10267 | -10283 | -10282 | -10274 | -10257 | -10225 | -10179 | -10119 | -10048 | -9970 | -9881 | -9783 | -9681 | -9580 | -9475 | -9370 | -9276 | -9194 | -9122 | -9068 | -9034 | -9014 | -9007 | -9006 | -9007 | -9000 | -8987 | -8972 | -8958 | -8950 | -8950 | -8961 | -8987 | -9022 | -9061 | -9103 | -9147 | -9191 | -9234 | -9271 | -9304 | -9349 | -9395 | -9430 | -9444 | -9440 | -9420 | -9391 | -9359 | -9346 | -9375 | -9411 | -9452 | -9498 | -9548 | -9596 | -9638 | -9674 | -9708 | -9739 | -9771 | -9803 | -9838 | -9877 | -9916 | -9957 | -9999 | -10044 | -10094 | -10140 | -10179 | -10210 | -10239 | -10270 | -10286 | -10298 | -10308 | -10315 | -10318 | -10316 | -10310 | -10301 | -10292 | -10285 | -10277 | -10269 | -10262 | -10257 | -10258 | -10262 | -10268 | -10282 | -10305 | -10339 | -10379 | -10425 | -10471 | -10503 | -10512 | -10517 | -10518 | -10513 | -10506 | -10499 | -10494 | -10490 | -10483 | -10471 | -10454 | -10436 | -10416 | -10393 | -10371 | -10343 | -10319 | -10301 | -10278 | -10254 | -10229 | -10202 | -10172 | -10137 | -10087 | -10039 | -9998 | -9965 | -9940 | -9916 | -9893 | -9874 | -9863 | -9861 | -9862 | -9864 | -9866 | -9864 | -9857 | -9846 | -9826 | -9805 | -9789 | -9777 | -9772 | -9773 | -9782 | -9803 | -9841 | -9874 | -9900 | -9919 | -9936 | -9952 | -9969 | -9986 | -10000 | -10011 | -10021 | -10033 | -10045 | -10058 | -10075 | -10103 | -10134 | -10157 | -10172 | -10175 | -10166 | -10147 | -10127 | -10122 | -10137 | -10158 | -10185 | -10218 | -10256 | -10295 | -10334 | -10372 | -10407 | -10445 | -10486 | -10531 | -10580 | -10632 | -10685 | -10723 | -10753 | -10779 | -10798 | -10811 | -10821 | -10828 | -10836 | -10836 | -10818 | -10808 | -10807 | -10810 | -10814 | -10824 | -10838 | -10858 | -10880 | -10902 | -10922 | -10941 | -10964 | -10990 | -11024 | -11058 | -11084 | -11112 | -11136 | -11155 | -11176 | -11200 | -11229 | -11268 | -11325 | -11387 | -11446 | -11503 | -11556 | -11605 | -11654 | -11702 | -11747 | -11793 | -11839 | -11887 | -11934 | -11979 | -12024 | -12067 | -12109 | -12145 | -12175 | -12200 | -12222 | -12239 | -12255 | -12265 | -12262 | -12257 | -12252 | -12242 | -12227 | -12207 | -12180 | -12147 | -12109 | -12065 | -12013 | -11956 | -11892 | -11819 | -11737 | -11656 | -11569 | -11483 | -11399 | -11318 | -11244 | -11180 | -11124 | -11060 | -10975 | -10872 | -10755 | -10634 | -10509 | -10383 | -10255 | -10128 | -10003 | -9884 | -9771 | -9663 | -9563 | -9470 | -9386 | -9303 | -9218 | -9136 | -9053 | -8974 | -8902 | -8832 | -8760 | -8697 | -8642 | -8593 | -8548 | -8502 | -8455 | -8406 | -8356 | -8302 | -8244 | -8182 | -8115 | -8044 | -7966 | -7884 | -7799 | -7721 | -7663 | -7618 | -7594 | -7585 | -7583 | -7588 | -7588 | -7568 | -7531 | -7478 | -7412 | -7337 | -7254 | -7165 | -7071 | -6973 | -6874 | -6772 | -6667 | -6561 | -6459 | -6358 | -6257 | -6167 | -6088 | -6022 | -5967 | -5920 | -5871 | -5819 | -5766 | -5698 | -5614 | -5531 | -5447 | -5363 | -5282 | -5209 | -5150 | -5112 | -5095 | -5100 | -5128 | -5179 | -5247 | -5327 | -5415 | -5494 | -5549 | -5598 | -5644 | -5690 | -5736 | -5781 | -5833 | -5915 | -6015 | -6118 | -6226 | -6338 | -6453 | -6562 | -6655 | -6723 | -6764 | -6778 | -6765 | -6729 | -6675 | -6609 | -6537 | -6479 | -6445 | -6420 | -6412 | -6424 | -6457 | -6508 | -6555 | -6562 | -6550 | -6542 | -6536 | -6532 | -6529 | -6530 | -6536 | -6548 | -6572 | -6605 | -6643 | -6684 | -6725 | -6767 | -6807 | -6849 | -6893 | -6935 | -6968 | -6984 | -6983 | -6969 | -6950 | -6940 | -6940 | -6941 | -6943 | -6948 | -6958 | -6972 | -6993 | -7021 | -7055 | -7094 | -7141 | -7195 | -7254 | -7320 | -7390 | -7454 | -7514 | -7571 | -7628 | -7691 | -7755 | -7819 | -7883 | -7963 | -8058 | -8158 | -8261 | -8369 | -8478 | -8585 | -8688 | -8783 | -8869 | -8942 | -9003 | -9054 | -9096 | -9125 | -9147 | -9167 | -9182 | -9193 | -9190 | -9175 | -9153 | -9128 | -9109 | -9103 | -9097 | -9096 | -9093 | -9085 | -9072 | -9060 | -9049 | -9042 | -9039 | -9037 | -9036 | -9033 | -9029 | -9028 | -9028 | -9030 | -9044 | -9070 | -9107 | -9152 | -9204 | -9267 | -9329 | -9355 | -9357 | -9346 | -9328 | -9311 | -9301 | -9301 | -9316 | -9344 | -9389 | -9452 | -9531 | -9620 | -9711 | -9802 | -9891 | -9984 | -10078 | -10170 | -10265 | -10367 | -10472 | -10573 | -10669 | -10762 | -10857 | -10950 | -11041 | -11125 | -11199 | -11257 | -11294 | -11310 | -11300 | -11264 | -11205 | -11130 | -11042 | -10944 | -10835 | -10719 | -10607 | -10503 | -10407 | -10311 | -10207 | -10092 | -9960 | -9811 | -9652 | -9494 | -9338 | -9187 | -9041 | -8904 | -8778 | -8667 | -8574 | -8501 | -8443 | -8400 | -8369 | -8351 | -8348 | -8352 | -8354 | -8352 | -8346 | -8337 | -8332 | -8341 | -8369 | -8430 | -8505 | -8580 | -8652 | -8718 | -8779 | -8834 | -8880 | -8916 | -8939 | -8949 | -8949 | -8943 | -8935 | -8920 | -8897 | -8873 | -8850 | -8828 | -8808 | -8794 | -8779 | -8763 | -8736 | -8677 | -8593 | -8498 | -8395 | -8279 | -8151 | -8016 | -7880 | -7745 | -7619 | -7504 | -7401 | -7309 | -7230 | -7166 | -7121 | -7098 | -7094 | -7101 | -7111 | -7121 | -7131 | -7139 | -7155 | -7198 | -7266 | -7346 | -7437 | -7541 | -7654 | -7770 | -7880 | -7979 | -8062 | -8132 | -8191 | -8239 | -8276 | -8302 | -8319 | -8322 | -8315 | -8309 | -8310 | -8318 | -8334 | -8356 | -8380 | -8391 | -8389 | -8382 | -8371 | -8357 | -8345 | -8338 | -8342 | -8361 | -8397 | -8445 | -8505 | -8576 | -8656 | -8742 | -8833 | -8934 | -9047 | -9169 | -9299 | -9439 | -9588 | -9738 | -9883 | -10023 | -10163 | -10312 | -10472 | -10645 | -10831 | -11028 | -11227 | -11424 | -11616 | -11803 | -11985 | -12158 | -12326 | -12490 | -12650 | -12803 | -12949 | -13087 | -13212 | -13324 | -13425 | -13521 | -13619 | -13734 | -13853 | -13965 | -14070 | -14171 | -14268 | -14363 | -14458 | -14553 | -14646 | -14738 | -14828 | -14919 | -15011 | -15101 | -15190 | -15275 | -15354 | -15425 | -15492 | -15559 | -15626 | -15691 | -15754 | -15814 | -15872 | -15930 | -15984 | -16030 | -16067 | -16093 | -16112 | -16129 | -16147 | -16169 | -16195 | -16226 | -16263 | -16305 | -16354 | -16405 | -16434 | -16446 | -16445 | -16430 | -16408 | -16383 | -16371 | -16394 | -16422 | -16449 | -16479 | -16516 | -16558 | -16602 | -16648 | -16696 | -16746 | -16796 | -16842 | -16882 | -16912 | -16933 | -16943 | -16944 | -16951 | -16960 | -16974 | -16997 | -17026 | -17059 | -17086 | -17082 | -17069 | -17053 | -17031 | -17002 | -16965 | -16925 | -16880 | -16830 | -16769 | -16700 | -16624 | -16543 | -16458 | -16368 | -16274 | -16184 | -16112 | -16059 | -16018 | -15979 | -15938 | -15891 | -15836 | -15769 | -15697 | -15624 | -15552 | -15480 | -15410 | -15340 | -15271 | -15205 | -15143 | -15086 | -15036 | -14994 | -14961 | -14938 | -14927 | -14922 | -14910 | -14892 | -14873 | -14849 | -14819 | -14787 | -14766 | -14773 | -14789 | -14810 | -14834 | -14861 | -14893 | -14930 | -14972 | -15018 | -15066 | -15116 | -15170 | -15225 | -15282 | -15340 | -15396 | -15450 | -15507 | -15558 | -15596 | -15626 | -15652 | -15678 | -15707 | -15742 | -15786 | -15840 | -15904 | -15974 | -16048 | -16124 | -16201 | -16277 | -16350 | -16419 | -16480 | -16528 | -16560 | -16574 | -16571 | -16553 | -16525 | -16494 | -16469 | -16454 | -16449 | -16447 | -16433 | -16394 | -16346 | -16289 | -16220 | -16140 | -16052 | -15955 | -15853 | -15747 | -15634 | -15514 | -15389 | -15262 | -15134 | -15008 | -14882 | -14759 | -14650 | -14555 | -14472 | -14394 | -14314 | -14224 | -14113 | -13964 | -13793 | -13607 | -13409 | -13200 | -12982 | -12764 | -12550 | -12344 | -12156 | -11990 | -11847 | -11720 | -11610 | -11515 | -11438 | -11376 | -11325 | -11277 | -11234 | -11195 | -11164 | -11141 | -11128 | -11122 | -11121 | -11123 | -11124 | -11131 | -11139 | -11138 | -11127 | -11109 | -11087 | -11063 | -11040 | -11020 | -11007 | -11000 | -10996 | -10992 | -10983 | -10969 | -10953 | -10932 | -10906 | -10881 | -10863 | -10852 | -10843 | -10840 | -10844 | -10852 | -10865 | -10887 | -10914 | -10942 | -10962 | -10971 | -10966 | -10948 | -10921 | -10890 | -10860 | -10830 | -10791 | -10741 | -10679 | -10607 | -10534 | -10469 | -10426 | -10418 | -10428 | -10452 | -10490 | -10544 | -10612 | -10694 | -10787 | -10889 | -10999 | -11117 | -11243 | -11375 | -11505 | -11627 | -11745 | -11857 | -11953 | -12036 | -12105 | -12163 | -12211 | -12257 | -12315 | -12395 | -12483 | -12569 | -12654 | -12735 | -12810 | -12877 | -12939 | -12996 | -13049 | -13098 | -13139 | -13168 | -13184 | -13191 | -13185 | -13166 | -13150 | -13142 | -13149 | -13173 | -13206 | -13238 | -13250 | -13240 | -13221 | -13200 | -13174 | -13144 | -13113 | -13080 | -13045 | -13007 | -12969 | -12931 | -12896 | -12870 | -12860 | -12861 | -12876 | -12905 | -12948 | -12994 | -13029 | -13048 | -13057 | -13063 | -13073 | -13085 | -13105 | -13124 | -13141 | -13154 | -13159 | -13159 | -13156 | -13148 | -13138 | -13127 | -13114 | -13096 | -13074 | -13046 | -13012 | -12972 | -12921 | -12862 | -12803 | -12746 | -12688 | -12626 | -12554 | -12464 | -12358 | -12245 | -12127 | -12008 | -11893 | -11780 | -11674 | -11576 | -11486 | -11403 | -11323 | -11245 | -11171 | -11102 | -11040 | -10988 | -10938 | -10893 | -10850 | -10804 | -10754 | -10709 | -10688 | -10687 | -10699 | -10719 | -10750 | -10790 | -10835 | -10887 | -10946 | -11007 | -11069 | -11130 | -11192 | -11258 | -11323 | -11389 | -11453 | -11517 | -11585 | -11651 | -11711 | -11770 | -11828 | -11887 | -11945 | -12005 | -12060 | -12112 | -12158 | -12199 | -12232 | -12254 | -12263 | -12258 | -12241 | -12217 | -12187 | -12156 | -12125 | -12092 | -12059 | -12022 | -12001 | -12004 | -12033 | -12082 | -12145 | -12207 | -12259 | -12316 | -12376 | -12437 | -12501 | -12569 | -12642 | -12724 | -12815 | -12913 | -13018 | -13127 | -13239 | -13351 | -13465 | -13583 | -13704 | -13830 | -13946 | -14047 | -14130 | -14196 | -14252 | -14307 | -14370 | -14440 | -14513 | -14588 | -14665 | -14743 | -14824 | -14905 | -14985 | -15062 | -15135 | -15202 | -15262 | -15311 | -15352 | -15387 | -15419 | -15444 | -15457 | -15464 | -15470 | -15484 | -15502 | -15519 | -15504 | -15435 | -15347 | -15246 | -15131 | -15005 | -14866 | -14715 | -14557 | -14399 | -14245 | -14097 | -13957 | -13826 | -13705 | -13589 | -13478 | -13373 | -13283 | -13199 | -13120 | -13044 | -12971 | -12903 | -12855 | -12832 | -12808 | -12782 | -12758 | -12736 | -12717 | -12700 | -12682 | -12659 | -12627 | -12585 | -12533 | -12477 | -12422 | -12374 | -12330 | -12296 | -12279 | -12274 | -12281 | -12297 | -12315 | -12334 | -12356 | -12380 | -12415 | -12462 | -12519 | -12585 | -12657 | -12738 | -12824 | -12918 | -13017 | -13125 | -13243 | -13368 | -13494 | -13615 | -13731 | -13831 | -13898 | -13943 | -13969 | -13980 | -13981 | -13981 | -13986 | -14003 | -14016 | -14024 | -14026 | -14020 | -14012 | -13997 | -13979 | -13960 | -13941 | -13920 | -13893 | -13858 | -13813 | -13763 | -13709 | -13659 | -13623 | -13591 | -13566 | -13543 | -13519 | -13492 | -13463 | -13424 | -13384 | -13343 | -13300 | -13258 | -13215 | -13172 | -13128 | -13083 | -13035 | -12986 | -12938 | -12891 | -12845 | -12798 | -12746 | -12687 | -12627 | -12574 | -12526 | -12485 | -12449 | -12411 | -12350 | -12260 | -12161 | -12058 | -11947 | -11832 | -11712 | -11589 | -11465 | -11337 | -11206 | -11072 | -10935 | -10794 | -10650 | -10505 | -10363 | -10227 | -10095 | -9964 | -9834 | -9702 | -9569 | -9438 | -9323 | -9240 | -9173 | -9119 | -9080 | -9051 | -9029 | -9009 | -8995 | -8987 | -8987 | -8995 | -9011 | -9034 | -9064 | -9097 | -9130 | -9159 | -9187 | -9216 | -9246 | -9278 | -9315 | -9358 | -9404 | -9446 | -9483 | -9516 | -9549 | -9581 | -9615 | -9652 | -9695 | -9742 | -9790 | -9838 | -9885 | -9930 | -9973 | -10015 | -10058 | -10101 | -10139 | -10163 | -10173 | -10169 | -10153 | -10134 | -10123 | -10121 | -10127 | -10136 | -10144 | -10151 | -10159 | -10169 | -10181 | -10194 | -10208 | -10224 | -10242 | -10263 | -10288 | -10319 | -10354 | -10392 | -10428 | -10465 | -10505 | -10556 | -10615 | -10674 | -10718 | -10747 | -10768 | -10781 | -10789 | -10794 | -10794 | -10788 | -10774 | -10749 | -10718 | -10681 | -10640 | -10594 | -10542 | -10487 | -10431 | -10379 | -10348 | -10335 | -10333 | -10340 | -10351 | -10364 | -10374 | -10381 | -10389 | -10399 | -10409 | -10416 | -10417 | -10409 | -10397 | -10382 | -10369 | -10359 | -10353 | -10350 | -10350 | -10351 | -10348 | -10337 | -10311 | -10274 | -10230 | -10181 | -10129 | -10074 | -10012 | -9946 | -9879 | -9811 | -9745 | -9685 | -9636 | -9600 | -9578 | -9568 | -9566 | -9568 | -9572 | -9575 | -9578 | -9582 | -9588 | -9599 | -9606 | -9608 | -9606 | -9605 | -9610 | -9625 | -9661 | -9728 | -9813 | -9911 | -10018 | -10130 | -10243 | -10352 | -10453 | -10547 | -10635 | -10718 | -10801 | -10884 | -10968 | -11047 | -11124 | -11195 | -11262 | -11326 | -11382 | -11418 | -11434 | -11436 | -11432 | -11409 | -11368 | -11314 | -11250 | -11179 | -11102 | -11025 | -10957 | -10895 | -10841 | -10792 | -10748 | -10706 | -10668 | -10633 | -10605 | -10582 | -10564 | -10552 | -10546 | -10552 | -10571 | -10601 | -10631 | -10651 | -10665 | -10675 | -10679 | -10680 | -10679 | -10673 | -10659 | -10637 | -10604 | -10563 | -10515 | -10461 | -10403 | -10346 | -10288 | -10229 | -10168 | -10101 | -10031 | -9960 | -9885 | -9809 | -9739 | -9695 | -9668 | -9658 | -9661 | -9677 | -9708 | -9753 | -9810 | -9878 | -9954 | -10034 | -10115 | -10196 | -10277 | -10356 | -10431 | -10502 | -10569 | -10635 | -10698 | -10761 | -10822 | -10881 | -10938 | -10990 | -11037 | -11079 | -11118 | -11152 | -11181 | -11207 | -11229 | -11248 | -11266 | -11287 | -11314 | -11347 | -11387 | -11431 | -11483 | -11544 | -11605 | -11662 | -11723 | -11782 | -11838 | -11898 | -11974 | -12057 | -12140 | -12224 | -12310 | -12395 | -12478 | -12556 | -12629 | -12696 | -12758 | -12817 | -12874 | -12931 | -12984 | -13035 | -13083 | -13127 | -13174 | -13227 | -13278 | -13330 | -13383 | -13432 | -13468 | -13491 | -13508 | -13521 | -13530 | -13535 | -13537 | -13536 | -13534 | -13533 | -13533 | -13536 | -13538 | -13539 | -13539 | -13540 | -13540 | -13541 | -13549 | -13566 | -13588 | -13618 | -13656 | -13700 | -13739 | -13785 | -13838 | -13901 | -13974 | -14057 | -14150 | -14252 | -14362 | -14479 | -14600 | -14719 | -14833 | -14939 | -15033 | -15114 | -15179 | -15228 | -15268 | -15302 | -15338 | -15376 | -15412 | -15440 | -15453 | -15456 | -15451 | -15434 | -15407 | -15364 | -15307 | -15238 | -15161 | -15079
2020 | 2015 | 0 | 36264.6846 | #DIV/0!
2025 | 2015 | 0 | 31786.7939 | #DIV/0!
2030 | 2015 | 15729 | 31008.6533 | 1.9714 | -12556 | -12563 | -12572 | -12581 | -12592 | -12605 | -12622 | -12645 | -12667 | -12679 | -12685 | -12686 | -12685 | -12686 | -12691 | -12698 | -12705 | -12713 | -12719 | -12722 | -12720 | -12714 | -12704 | -12693 | -12680 | -12665 | -12645 | -12620 | -12590 | -12552 | -12503 | -12438 | -12372 | -12315 | -12260 | -12210 | -12161 | -12113 | -12060 | -11998 | -11934 | -11869 | -11806 | -11746 | -11688 | -11633 | -11582 | -11536 | -11494 | -11457 | -11427 | -11407 | -11396 | -11394 | -11402 | -11420 | -11446 | -11477 | -11518 | -11566 | -11616 | -11665 | -11710 | -11755 | -11796 | -11834 | -11865 | -11894 | -11922 | -11947 | -11973 | -12000 | -12024 | -12046 | -12065 | -12079 | -12089 | -12096 | -12101 | -12105 | -12108 | -12104 | -12092 | -12071 | -12046 | -12022 | -12007 | -12012 | -12029 | -12051 | -12080 | -12110 | -12137 | -12166 | -12192 | -12216 | -12241 | -12269 | -12299 | -12335 | -12375 | -12423 | -12475 | -12532 | -12584 | -12625 | -12657 | -12684 | -12708 | -12730 | -12755 | -12782 | -12809 | -12837 | -12864 | -12894 | -12926 | -12960 | -12996 | -13034 | -13073 | -13112 | -13150 | -13186 | -13221 | -13253 | -13284 | -13313 | -13330 | -13337 | -13340 | -13342 | -13343 | -13350 | -13366 | -13385 | -13404 | -13420 | -13433 | -13443 | -13449 | -13451 | -13447 | -13434 | -13411 | -13378 | -13335 | -13281 | -13216 | -13142 | -13059 | -12970 | -12892 | -12840 | -12805 | -12780 | -12760 | -12738 | -12702 | -12653 | -12600 | -12548 | -12499 | -12453 | -12409 | -12368 | -12329 | -12289 | -12248 | -12207 | -12166 | -12126 | -12086 | -12044 | -12000 | -11953 | -11911 | -11870 | -11831 | -11793 | -11754 | -11711 | -11653 | -11573 | -11485 | -11397 | -11308 | -11217 | -11127 | -11040 | -10957 | -10878 | -10806 | -10738 | -10675 | -10613 | -10551 | -10495 | -10440 | -10385 | -10329 | -10272 | -10211 | -10146 | -10076 | -10002 | -9923 | -9841 | -9757 | -9670 | -9583 | -9496 | -9405 | -9306 | -9193 | -9067 | -8929 | -8783 | -8632 | -8477 | -8320 | -8160 | -7999 | -7845 | -7699 | -7563 | -7436 | -7320 | -7213 | -7118 | -7038 | -6982 | -6950 | -6939 | -6948 | -6976 | -7023 | -7092 | -7186 | -7305 | -7448 | -7610 | -7789 | -7985 | -8194 | -8414 | -8641 | -8868 | -9086 | -9294 | -9494 | -9691 | -9886 | -10079 | -10266 | -10439 | -10591 | -10722 | -10831 | -10916 | -10981 | -11027 | -11056 | -11069 | -11067 | -11053 | -11027 | -10989 | -10942 | -10889 | -10832 | -10775 | -10725 | -10683 | -10644 | -10604 | -10561 | -10514 | -10462 | -10407 | -10352 | -10297 | -10243 | -10193 | -10148 | -10107 | -10071 | -10040 | -10014 | -9993 | -9976 | -9964 | -9954 | -9945 | -9937 | -9926 | -9893 | -9836 | -9757 | -9663 | -9562 | -9468 | -9391 | -9335 | -9286 | -9241 | -9198 | -9154 | -9111 | -9071 | -9036 | -9005 | -8976 | -8950 | -8924 | -8900 | -8885 | -8880 | -8883 | -8896 | -8928 | -8979 | -9050 | -9138 | -9239 | -9345 | -9447 | -9541 | -9634 | -9733 | -9842 | -9963 | -10091 | -10219 | -10342 | -10458 | -10565 | -10666 | -10762 | -10848 | -10914 | -10962 | -10992 | -11009 | -11017 | -11018 | -11009 | -10988 | -10949 | -10894 | -10827 | -10755 | -10680 | -10597 | -10505 | -10403 | -10295 | -10187 | -10083 | -9987 | -9899 | -9821 | -9750 | -9692 | -9650 | -9624 | -9611 | -9607 | -9598 | -9588 | -9585 | -9590 | -9608 | -9640 | -9687 | -9748 | -9815 | -9882 | -9953 | -10029 | -10107 | -10187 | -10265 | -10339 | -10409 | -10477 | -10543 | -10605 | -10666 | -10725 | -10782 | -10841 | -10910 | -10985 | -11056 | -11121 | -11180 | -11235 | -11294 | -11368 | -11449 | -11536 | -11625 | -11715 | -11804 | -11891 | -11979 | -12066 | -12151 | -12230 | -12306 | -12376 | -12439 | -12498 | -12553 | -12603 | -12641 | -12666 | -12683 | -12699 | -12716 | -12735 | -12758 | -12784 | -12808 | -12831 | -12852 | -12874 | -12896 | -12920 | -12943 | -12968 | -12993 | -13022 | -13053 | -13084 | -13114 | -13144 | -13172 | -13196 | -13212 | -13226 | -13243 | -13262 | -13281 | -13303 | -13323 | -13327 | -13325 | -13320 | -13311 | -13296 | -13276 | -13252 | -13224 | -13195 | -13166 | -13137 | -13109 | -13084 | -13062 | -13044 | -13028 | -13016 | -13014 | -13018 | -13030 | -13047 | -13067 | -13082 | -13091 | -13100 | -13109 | -13119 | -13129 | -13143 | -13158 | -13177 | -13200 | -13226 | -13256 | -13288 | -13321 | -13354 | -13389 | -13421 | -13453 | -13480 | -13498 | -13509 | -13513 | -13510 | -13504 | -13498 | -13498 | -13512 | -13527 | -13539 | -13548 | -13556 | -13560 | -13560 | -13556 | -13548 | -13536 | -13522 | -13504 | -13486 | -13470 | -13455 | -13440 | -13428 | -13423 | -13424 | -13427 | -13431 | -13437 | -13444 | -13442 | -13424 | -13404 | -13388 | -13374 | -13364 | -13355 | -13348 | -13342 | -13334 | -13326 | -13322 | -13320 | -13322 | -13324 | -13326 | -13330 | -13336 | -13341 | -13349 | -13362 | -13376 | -13388 | -13398 | -13408 | -13428 | -13452 | -13478 | -13507 | -13538 | -13570 | -13603 | -13636 | -13671 | -13706 | -13739 | -13771 | -13800 | -13827 | -13852 | -13875 | -13894 | -13909 | -13922 | -13934 | -13947 | -13958 | -13966 | -13966 | -13950 | -13922 | -13888 | -13845 | -13796 | -13742 | -13686 | -13627 | -13567 | -13504 | -13438 | -13370 | -13305 | -13240 | -13177 | -13113 | -13053 | -13003 | -12959 | -12918 | -12881 | -12850 | -12823 | -12799 | -12774 | -12753 | -12734 | -12714 | -12694 | -12676 | -12659 | -12645 | -12634 | -12627 | -12621 | -12617 | -12612 | -12606 | -12602 | -12598 | -12594 | -12589 | -12584 | -12581 | -12579 | -12579 | -12579 | -12574 | -12559 | -12536 | -12513 | -12491 | -12470 | -12449 | -12427 | -12400 | -12369 | -12334 | -12299 | -12267 | -12235 | -12207 | -12181 | -12155 | -12131 | -12113 | -12097 | -12083 | -12067 | -12050 | -12031 | -12016 | -12016 | -12027 | -12040 | -12053 | -12064 | -12077 | -12093 | -12113 | -12136 | -12160 | -12184 | -12204 | -12222 | -12236 | -12245 | -12253 | -12257 | -12257 | -12249 | -12234 | -12215 | -12198 | -12183 | -12168 | -12148 | -12129 | -12109 | -12087 | -12066 | -12046 | -12027 | -12011 | -12001 | -11997 | -11999 | -12007 | -12021 | -12040 | -12062 | -12086 | -12108 | -12125 | -12142 | -12162 | -12185 | -12207 | -12225 | -12243 | -12259 | -12273 | -12291 | -12310 | -12329 | -12345 | -12358 | -12369 | -12375 | -12378 | -12380 | -12381 | -12381 | -12383 | -12388 | -12397 | -12414 | -12440 | -12471 | -12505 | -12541 | -12576 | -12611 | -12650 | -12706 | -12779 | -12856 | -12936 | -13016 | -13095 | -13170 | -13240 | -13305 | -13363 | -13415 | -13459 | -13497 | -13530 | -13560 | -13588 | -13608 | -13614 | -13608 | -13594 | -13578 | -13561 | -13543 | -13525 | -13508 | -13487 | -13465 | -13449 | -13439 | -13436 | -13440 | -13450 | -13467 | -13491 | -13522 | -13557 | -13595 | -13633 | -13669 | -13702 | -13729 | -13744 | -13752 | -13756 | -13761 | -13768 | -13775 | -13784 | -13790 | -13793 | -13789 | -13778 | -13760 | -13735 | -13705 | -13671 | -13633 | -13591 | -13545 | -13496 | -13446 | -13394 | -13340 | -13286 | -13237 | -13209 | -13197 | -13195 | -13197 | -13199 | -13201 | -13203 | -13196 | -13191 | -13195 | -13204 | -13218 | -13236 | -13258 | -13283 | -13310 | -13342 | -13378 | -13417 | -13461 | -13509 | -13561 | -13617 | -13674 | -13721 | -13752 | -13771 | -13784 | -13794 | -13804 | -13815 | -13836 | -13865 | -13899 | -13938 | -13980 | -14023 | -14067 | -14115 | -14166 | -14219 | -14273 | -14330 | -14388 | -14449 | -14508 | -14566 | -14617 | -14654 | -14680 | -14704 | -14726 | -14747 | -14768 | -14791 | -14819 | -14850 | -14880 | -14906 | -14930 | -14955 | -14980 | -15003 | -15021 | -15035 | -15043 | -15043 | -15036 | -15022 | -15004 | -14982 | -14961 | -14948 | -14943 | -14946 | -14956 | -14967 | -14979 | -14988 | -14981 | -14958 | -14932 | -14907 | -14887 | -14872 | -14859 | -14850 | -14840 | -14833 | -14829 | -14829 | -14833 | -14838 | -14845 | -14852 | -14858 | -14871 | -14891 | -14905 | -14908 | -14905 | -14900 | -14898 | -14908 | -14933 | -14970 | -15014 | -15060 | -15108 | -15155 | -15203 | -15254 | -15307 | -15360 | -15414 | -15469 | -15525 | -15583 | -15641 | -15690 | -15720 | -15729 | -15722 | -15703 | -15678 | -15647 | -15608 | -15558 | -15495 | -15416 | -15319 | -15205 | -15078 | -14939 | -14789 | -14627 | -14457 | -14283 | -14108 | -13933 | -13759 | -13590 | -13425 | -13273 | -13148 | -13047 | -12974 | -12929 | -12901 | -12886 | -12880 | -12885 | -12905 | -12935 | -12971 | -13012 | -13057 | -13104 | -13150 | -13194 | -13234 | -13267 | -13290 | -13303 | -13305 | -13295 | -13276 | -13255 | -13242 | -13236 | -13229 | -13214 | -13190 | -13158 | -13115 | -13046 | -12948 | -12839 | -12729 | -12616 | -12503 | -12392 | -12288 | -12194 | -12108 | -12030 | -11960 | -11898 | -11846 | -11801 | -11765 | -11728 | -11686 | -11645 | -11603 | -11562 | -11523 | -11486 | -11455 | -11440 | -11439 | -11444 | -11453 | -11467 | -11487 | -11512 | -11542 | -11572 | -11602 | -11633 | -11665 | -11702 | -11740 | -11781 | -11824 | -11857 | -11875 | -11890 | -11905 | -11916 | -11924 | -11928 | -11932 | -11952 | -11998 | -12052 | -12111 | -12171 | -12230 | -12286 | -12340 | -12393 | -12446 | -12500 | -12555 | -12610 | -12664 | -12718 | -12768 | -12816 | -12861 | -12893 | -12913 | -12926 | -12936 | -12946 | -12958 | -12974 | -12987 | -12998 | -13006 | -13011 | -13015 | -13018 | -13020 | -13024 | -13030 | -13037 | -13044 | -13051 | -13058 | -13066 | -13075 | -13081 | -13081 | -13073 | -13055 | -13031 | -13003 | -12974 | -12948 | -12930 | -12915 | -12894 | -12871 | -12845 | -12816 | -12787 | -12760 | -12734 | -12707 | -12680 | -12651 | -12620 | -12586 | -12550 | -12513 | -12479 | -12453 | -12430 | -12403 | -12377 | -12352 | -12328 | -12306 | -12282 | -12259 | -12240 | -12226 | -12218 | -12216 | -12220 | -12226 | -12235 | -12248 | -12266 | -12288 | -12312 | -12335 | -12359 | -12381 | -12399 | -12412 | -12425 | -12442 | -12462 | -12481 | -12501 | -12517 | -12528 | -12536 | -12538 | -12538 | -12537 | -12533 | -12527 | -12522 | -12514 | -12503 | -12486 | -12464 | -12439 | -12413 | -12387 | -12361 | -12339 | -12323 | -12311 | -12304 | -12301 | -12298 | -12296 | -12294 | -12296 | -12309 | -12332 | -12356 | -12378 | -12396 | -12409 | -12416 | -12420 | -12421 | -12421 | -12421 | -12420 | -12419 | -12416 | -12411 | -12410 | -12418 | -12435 | -12456 | -12477 | -12497 | -12518 | -12536 | -12541 | -12520 | -12488 | -12449 | -12411 | -12377 | -12346 | -12317 | -12287 | -12254 | -12222 | -12194 | -12170 | -12148 | -12129 | -12113 | -12100 | -12086 | -12070 | -12050 | -12026 | -12001 | -11976 | -11953 | -11940 | -11955 | -11980 | -12009 | -12036 | -12060 | -12082 | -12109 | -12140 | -12175 | -12213 | -12250 | -12285 | -12317 | -12346 | -12374 | -12397 | -12415 | -12428 | -12441 | -12457 | -12476 | -12493 | -12509 | -12516 | -12518 | -12519 | -12524 | -12535 | -12550 | -12566 | -12580 | -12591 | -12597 | -12597 | -12593 | -12583 | -12570 | -12552 | -12528 | -12490 | -12437 | -12372 | -12295 | -12214 | -12134 | -12057 | -11987 | -11920 | -11838 | -11749 | -11653 | -11550 | -11444 | -11337 | -11230 | -11124 | -11021 | -10924 | -10832 | -10747 | -10667 | -10593 | -10527 | -10482 | -10462 | -10465 | -10488 | -10528 | -10580 | -10638 | -10690 | -10732 | -10771 | -10819 | -10873 | -10930 | -10989 | -11047 | -11102 | -11158 | -11214 | -11271 | -11328 | -11384 | -11437 | -11490 | -11543 | -11591 | -11637 | -11676 | -11707 | -11732 | -11749 | -11760 | -11764 | -11769 | -11790 | -11811 | -11829 | -11844 | -11859 | -11879 | -11902 | -11923 | -11940 | -11953 | -11963 | -11971 | -11976 | -11979 | -11978 | -11979 | -11984 | -12000 | -12032 | -12072 | -12116 | -12159 | -12196 | -12211 | -12187 | -12148 | -12103 | -12056 | -12006 | -11956 | -11906 | -11860 | -11819 | -11781 | -11745 | -11711 | -11682 | -11658 | -11637 | -11610 | -11578 | -11540 | -11497 | -11448 | -11398 | -11349 | -11307 | -11279 | -11271 | -11275 | -11289 | -11310 | -11334 | -11359 | -11381 | -11400 | -11415 | -11428 | -11441 | -11453 | -11466 | -11478 | -11491 | -11505 | -11516 | -11516 | -11505 | -11487 | -11469 | -11453 | -11439 | -11432 | -11424 | -11412 | -11400 | -11386 | -11374 | -11364 | -11358 | -11354 | -11352 | -11351 | -11352 | -11356 | -11363 | -11374 | -11380 | -11361 | -11327 | -11279 | -11230 | -11180 | -11129 | -11075 | -11021 | -10975 | -10956 | -10949 | -10943 | -10935 | -10926 | -10916 | -10906 | -10898 | -10895 | -10895 | -10896 | -10894 | -10888 | -10876 | -10861 | -10865 | -10886 | -10926 | -10974 | -11026 | -11083 | -11142 | -11201 | -11248 | -11271 | -11289 | -11310 | -11335 | -11362 | -11395 | -11430 | -11464 | -11494 | -11521 | -11545 | -11568 | -11591 | -11616 | -11647 | -11679 | -11696 | -11705 | -11712 | -11715 | -11712 | -11704 | -11692 | -11680 | -11692 | -11712 | -11735 | -11756 | -11768 | -11768 | -11758 | -11743 | -11726 | -11704 | -11677 | -11643 | -11601 | -11546 | -11482 | -11423 | -11380 | -11351 | -11323 | -11292 | -11259 | -11225 | -11187 | -11136 | -11050 | -10954 | -10850 | -10745 | -10641 | -10539 | -10436 | -10326 | -10209 | -10088 | -9974 | -9872 | -9787 | -9724 | -9684 | -9652 | -9626 | -9607 | -9598 | -9598 | -9607 | -9627 | -9660 | -9700 | -9742 | -9784 | -9832 | -9884 | -9939 | -10004 | -10079 | -10169 | -10276 | -10395 | -10518 | -10640 | -10755 | -10862 | -10950 | -11012 | -11044 | -11053 | -11054 | -11052 | -11047 | -11037 | -11020 | -11001 | -10989 | -10977 | -10957 | -10934 | -10910 | -10887 | -10865 | -10841 | -10818 | -10799 | -10787 | -10779 | -10776 | -10775 | -10775 | -10783 | -10797 | -10816 | -10836 | -10857 | -10882 | -10909 | -10936 | -10963 | -10994 | -11036 | -11082 | -11128 | -11169 | -11201 | -11227 | -11246 | -11260 | -11264 | -11254 | -11234 | -11206 | -11174 | -11145 | -11132 | -11141 | -11161 | -11178 | -11186 | -11182 | -11172 | -11158 | -11142 | -11132 | -11129 | -11126 | -11124 | -11129 | -11141 | -11161 | -11186 | -11211 | -11237 | -11262 | -11285 | -11305 | -11322 | -11327 | -11311 | -11271 | -11214 | -11151 | -11093 | -11044 | -11000 | -10959 | -10919 | -10878 | -10832 | -10789 | -10753 | -10722 | -10697 | -10679 | -10665 | -10654 | -10646 | -10640 | -10637 | -10637 | -10642 | -10642 | -10636 | -10622 | -10589 | -10548 | -10498 | -10436 | -10366 | -10296 | -10234 | -10187 | -10150 | -10114 | -10078 | -10043 | -10002 | -9956 | -9908 | -9861 | -9819 | -9783 | -9751 | -9725 | -9699 | -9672 | -9636 | -9596 | -9547 | -9483 | -9411 | -9339 | -9268 | -9201 | -9144 | -9092 | -9044 | -8995 | -8942 | -8892 | -8849 | -8814 | -8782 | -8747 | -8706 | -8664 | -8621 | -8576 | -8528 | -8484 | -8457 | -8445 | -8452 | -8472 | -8499 | -8529 | -8557 | -8578 | -8583 | -8579 | -8584 | -8604 | -8633 | -8660 | -8681 | -8695 | -8705 | -8715 | -8724 | -8729 | -8731 | -8731 | -8731 | -8729 | -8724 | -8724 | -8733 | -8746 | -8768 | -8798 | -8835 | -8878 | -8925 | -8960 | -8988 | -9002 | -9012 | -9023 | -9040 | -9061 | -9084 | -9110 | -9143 | -9181 | -9219 | -9259 | -9302 | -9361 | -9435 | -9507 | -9580 | -9654 | -9725 | -9789 | -9848 | -9902 | -9953 | -10010 | -10080 | -10156 | -10233 | -10309 | -10381 | -10448 | -10511 | -10568 | -10619 | -10664 | -10708 | -10750 | -10790 | -10813 | -10817 | -10812 | -10799 | -10783 | -10770 | -10759 | -10752 | -10746 | -10742 | -10738 | -10741 | -10744 | -10747 | -10752 | -10759 | -10768 | -10779 | -10795 | -10817 | -10843 | -10872 | -10900 | -10929 | -10957 | -10983 | -11004 | -11034 | -11070 | -11109 | -11149 | -11189 | -11230 | -11271 | -11301 | -11318 | -11328 | -11331 | -11331 | -11326 | -11318 | -11306 | -11290 | -11272 | -11253 | -11232 | -11209 | -11182 | -11156 | -11139 | -11136 | -11148 | -11170 | -11199 | -11232 | -11266 | -11297 | -11321 | -11328 | -11317 | -11305 | -11290 | -11273 | -11255 | -11235 | -11211 | -11183 | -11150 | -11115 | -11078 | -11040 | -11003 | -10976 | -10958 | -10942 | -10917 | -10882 | -10839 | -10791 | -10738 | -10683 | -10631 | -10587 | -10554 | -10526 | -10502 | -10481 | -10459 | -10439 | -10423 | -10413 | -10407 | -10403 | -10399 | -10394 | -10389 | -10373 | -10343 | -10294 | -10224 | -10139 | -10043 | -9939 | -9832 | -9723 | -9617 | -9525 | -9441 | -9359 | -9278 | -9200 | -9129 | -9067 | -9011 | -8959 | -8906 | -8855 | -8806 | -8764 | -8727 | -8681 | -8620 | -8555 | -8483 | -8405 | -8326 | -8248 | -8173 | -8100 | -8033 | -7977 | -7932 | -7894 | -7859 | -7827 | -7796 | -7763 | -7730 | -7699 | -7673 | -7653 | -7639 | -7631 | -7625 | -7615 | -7607 | -7602 | -7599 | -7598 | -7601 | -7608 | -7620 | -7636 | -7653 | -7673 | -7698 | -7723 | -7749 | -7776 | -7803 | -7830 | -7855 | -7881 | -7906 | -7931 | -7955 | -7978 | -7996 | -8020 | -8061 | -8108 | -8164 | -8230 | -8298 | -8364 | -8426 | -8483 | -8536 | -8583 | -8632 | -8686 | -8738 | -8786 | -8828 | -8868 | -8904 | -8936 | -8969 | -9005 | -9043 | -9085 | -9130 | -9162 | -9186 | -9201 | -9210 | -9223 | -9238 | -9253 | -9271 | -9292 | -9314 | -9330 | -9341 | -9350 | -9358 | -9366 | -9374 | -9382 | -9394 | -9406 | -9416 | -9420 | -9419 | -9410 | -9394 | -9390 | -9395 | -9423 | -9478 | -9542 | -9616 | -9702 | -9796 | -9895 | -9991 | -10063 | -10108 | -10143 | -10171 | -10195 | -10215 | -10232 | -10247 | -10263 | -10283 | -10309 | -10339 | -10377 | -10424 | -10482 | -10537 | -10591 | -10643 | -10692 | -10731 | -10758 | -10774 | -10782 | -10786 | -10797 | -10837 | -10886 | -10942 | -11004 | -11072 | -11143 | -11213 | -11278 | -11336 | -11382 | -11416 | -11438 | -11447 | -11437 | -11415 | -11367 | -11304 | -11234 | -11162 | -11091 | -11020 | -10949 | -10878 | -10811 | -10729 | -10642 | -10552 | -10459 | -10365 | -10271 | -10179 | -10089 | -10003 | -9923 | -9848 | -9777 | -9710 | -9647 | -9592 | -9540 | -9488 | -9437 | -9391 | -9351 | -9315 | -9280 | -9242 | -9197 | -9146 | -9108 | -9081 | -9058 | -9033 | -9006 | -8977 | -8946 | -8914 | -8880 | -8847 | -8818 | -8786 | -8749 | -8707 | -8670 | -8635 | -8600 | -8566 | -8536 | -8510 | -8493 | -8490 | -8498 | -8497 | -8478 | -8445 | -8407 | -8369 | -8332 | -8296 | -8261 | -8226 | -8193 | -8159 | -8123 | -8093 | -8095 | -8127 | -8192 | -8280 | -8383 | -8492 | -8601 | -8707 | -8806 | -8894 | -8965 | -9037 | -9107 | -9176 | -9238 | -9292 | -9338 | -9378 | -9413 | -9445 | -9471 | -9494 | -9515 | -9532 | -9540 | -9537 | -9528 | -9520 | -9509 | -9494 | -9479 | -9463 | -9449 | -9434 | -9419 | -9409 | -9406 | -9411 | -9423 | -9444 | -9472 | -9505 | -9544 | -9591 | -9642 | -9698 | -9756 | -9810 | -9841 | -9854 | -9841 | -9812 | -9775 | -9734 | -9691 | -9650 | -9611 | -9576 | -9545 | -9507 | -9453 | -9381 | -9291 | -9187 | -9070 | -8939 | -8795 | -8638 | -8473 | -8299 | -8122 | -7951 | -7810 | -7696 | -7626 | -7585 | -7566 | -7566 | -7579 | -7598 | -7612 | -7612 | -7588 | -7534 | -7474 | -7418 | -7373 | -7343 | -7328 | -7330 | -7349 | -7385 | -7433 | -7493 | -7560 | -7630 | -7704 | -7777 | -7849 | -7918 | -7984 | -8045 | -8100 | -8152 | -8206 | -8269 | -8347 | -8452 | -8588 | -8741 | -8895 | -9036 | -9162 | -9277 | -9374 | -9439 | -9466 | -9462 | -9433 | -9383 | -9322 | -9258 | -9197 | -9140 | -9085 | -9035 | -8987 | -8944 | -8907 | -8878 | -8852 | -8819 | -8775 | -8725 | -8678 | -8641 | -8617 | -8603 | -8601 | -8626 | -8682 | -8764 | -8867 | -8987 | -9114 | -9239 | -9356 | -9465 | -9564 | -9657 | -9746 | -9832 | -9913 | -9988 | -10057 | -10123 | -10182 | -10233 | -10278 | -10315 | -10344 | -10362 | -10372 | -10376 | -10376 | -10374 | -10372 | -10372 | -10379 | -10396 | -10418 | -10444 | -10470 | -10491 | -10504 | -10508 | -10504 | -10496 | -10487 | -10489 | -10509 | -10537 | -10573 | -10617 | -10669 | -10728 | -10794 | -10864 | -10937 | -11009 | -11077 | -11130 | -11145 | -11125 | -11079 | -11021 | -10953 | -10878 | -10798 | -10718 | -10641 | -10570 | -10505 | -10456 | -10403 | -10350 | -10299 | -10252 | -10211 | -10177 | -10146 | -10116 | -10084 | -10053 | -10026 | -10006 | -10005 | -10026 | -10060 | -10104 | -10153 | -10204 | -10258 | -10312 | -10364 | -10412 | -10457 | -10502 | -10558 | -10615 | -10673 | -10733 | -10797 | -10863 | -10934 | -11008 | -11086 | -11164 | -11235 | -11291 | -11327 | -11324 | -11284 | -11233 | -11186 | -11145 | -11107 | -11069 | -11033 | -10999 | -10969 | -10955 | -10948 | -10941 | -10931 | -10916 | -10895 | -10870 | -10838 | -10801 | -10762 | -10724 | -10689 | -10653 | -10614 | -10592 | -10593 | -10604 | -10616 | -10627 | -10634 | -10637 | -10637 | -10632 | -10622 | -10608 | -10595 | -10584 | -10574 | -10568 | -10564 | -10560 | -10557 | -10556 | -10565 | -10579 | -10597 | -10610 | -10606 | -10587 | -10538 | -10473 | -10400 | -10324 | -10248 | -10175 | -10108 | -10046 | -9989 | -9920 | -9843 | -9765 | -9687 | -9609 | -9528 | -9447 | -9364 | -9277 | -9179 | -9075 | -8970 | -8882 | -8824 | -8795 | -8792 | -8793 | -8786 | -8770 | -8746 | -8714 | -8673 | -8628 | -8578 | -8531 | -8492 | -8457 | -8424 | -8394 | -8368 | -8344 | -8324 | -8308 | -8297 | -8286 | -8272 | -8245 | -8205 | -8144 | -8059 | -7955 | -7847 | -7738 | -7631 | -7526 | -7423 | -7323 | -7222 | -7112 | -6997 | -6890 | -6789 | -6694 | -6605 | -6519 | -6439 | -6362 | -6291 | -6230 | -6184 | -6143 | -6077 | -6012 | -5934 | -5851 | -5771 | -5696 | -5625 | -5559 | -5496 | -5435 | -5385 | -5349 | -5323 | -5302 | -5280 | -5253 | -5224 | -5192 | -5156 | -5117 | -5074 | -5023 | -4960 | -4895 | -4858 | -4827 | -4826 | -4849 | -4890 | -4945 | -5016 | -5102 | -5199 | -5303 | -5404 | -5489 | -5566 | -5635 | -5705 | -5778 | -5850 | -5926 | -6006 | -6090 | -6177 | -6266 | -6358 | -6451 | -6538 | -6617 | -6690 | -6756 | -6813 | -6859 | -6890 | -6906 | -6912 | -6909 | -6902 | -6909 | -6916 | -6907 | -6884 | -6846 | -6798 | -6740 | -6677 | -6615 | -6555 | -6502 | -6458 | -6423 | -6401 | -6400 | -6422 | -6456 | -6498 | -6545 | -6598 | -6656 | -6719 | -6785 | -6849 | -6908 | -6983 | -7074 | -7172 | -7273 | -7372 | -7469 | -7565 | -7660 | -7751 | -7835 | -7906 | -7955 | -7980 | -7981 | -7953 | -7906 | -7841 | -7761 | -7666 | -7559 | -7446 | -7328 | -7213 | -7103 | -6990 | -6875 | -6762 | -6655 | -6555 | -6461 | -6371 | -6281 | -6189 | -6095 | -6003 | -5905 | -5797 | -5689 | -5570 | -5446 | -5326 | -5214 | -5110 | -5013 | -4923 | -4840 | -4768 | -4711 | -4662 | -4618 | -4579 | -4548 | -4528 | -4516 | -4507 | -4501 | -4499 | -4502 | -4508 | -4523 | -4560 | -4614 | -4693 | -4788 | -4888 | -4994 | -5103 | -5216 | -5336 | -5461 | -5582 | -5680 | -5761 | -5835 | -5902 | -5960 | -6010 | -6052 | -6091 | -6127 | -6160 | -6192 | -6223 | -6263 | -6314 | -6374 | -6448 | -6532 | -6625 | -6721 | -6820 | -6919 | -7015 | -7104 | -7183 | -7253 | -7328 | -7405 | -7486 | -7570 | -7655 | -7742 | -7830 | -7919 | -8008 | -8093 | -8177 | -8252 | -8315 | -8359 | -8396 | -8430 | -8461 | -8486 | -8506 | -8519 | -8525 | -8527 | -8527 | -8543 | -8576 | -8608 | -8632 | -8654 | -8674 | -8696 | -8717 | -8736 | -8752 | -8770 | -8789 | -8793 | -8791 | -8781 | -8754 | -8716 | -8669 | -8614 | -8555 | -8493 | -8429 | -8363 | -8299 | -8243 | -8192 | -8144 | -8097 | -8052 | -8006 | -7959 | -7910 | -7865 | -7824 | -7782 | -7738 | -7689 | -7632 | -7577 | -7514 | -7448 | -7384 | -7322 | -7264 | -7208 | -7154 | -7104 | -7059 | -7016 | -6976 | -6940 | -6910 | -6883 | -6858 | -6833 | -6808 | -6782 | -6754 | -6724 | -6694 | -6668 | -6643 | -6614 | -6582 | -6543 | -6499 | -6454 | -6411 | -6371 | -6336 | -6306 | -6283 | -6260 | -6236 | -6219 | -6207 | -6197 | -6190 | -6184 | -6178 | -6171 | -6163 | -6153 | -6145 | -6154 | -6183 | -6236 | -6313 | -6403 | -6501 | -6599 | -6696 | -6790 | -6882 | -6970 | -7048 | -7107 | -7158 | -7206 | -7254 | -7301 | -7348 | -7394 | -7436 | -7476 | -7516 | -7554 | -7590 | -7621 | -7645 | -7651 | -7651 | -7645 | -7634 | -7620 | -7602 | -7582 | -7557 | -7528 | -7494 | -7461 | -7431 | -7398 | -7360 | -7316 | -7269 | -7224 | -7183 | -7148 | -7120 | -7097 | -7077 | -7037 | -6985 | -6923 | -6846 | -6765 | -6684 | -6605 | -6529 | -6453 | -6377 | -6300 | -6226 | -6157 | -6070 | -5976 | -5885 | -5801 | -5720 | -5639 | -5553 | -5462 | -5364 | -5262 | -5154 | -5068 | -5006 | -4985 | -4997 | -5024 | -5064 | -5114 | -5173 | -5239 | -5311 | -5387 | -5462 | -5509 | -5547 | -5581 | -5602 | -5610 | -5605 | -5594 | -5580 | -5563 | -5546 | -5526 | -5506 | -5489 | -5471 | -5441 | -5406 | -5372 | -5338 | -5304 | -5272 | -5243 | -5215 | -5186 | -5156 | -5132 | -5101 | -5075 | -5056 | -5042 | -5031 | -5020 | -5010 | -5002 | -5000 | -5007 | -5023 | -5045 | -5077 | -5121 | -5174 | -5239 | -5312 | -5391 | -5476 | -5570 | -5672 | -5779 | -5888 | -5995 | -6100 | -6203 | -6307 | -6415 | -6532 | -6655 | -6786 | -6921 | -7054 | -7184 | -7314 | -7446 | -7569 | -7684 | -7794 | -7894 | -7988 | -8075 | -8152 | -8215 | -8265 | -8304 | -8337 | -8373 | -8435 | -8506 | -8576 | -8641 | -8697 | -8749 | -8797 | -8844 | -8892 | -8942 | -8987 | -8998 | -8983 | -8938 | -8876 | -8810 | -8739 | -8663 | -8586 | -8509 | -8435 | -8363 | -8296 | -8234 | -8159 | -8071 | -7978 | -7883 | -7788 | -7692 | -7592 | -7488 | -7384 | -7281 | -7178 | -7099 | -7038 | -7005 | -6990 | -6983 | -6984 | -6992 | -7006 | -7025 | -7048 | -7074 | -7102 | -7121 | -7135 | -7153 | -7173 | -7194 | -7215 | -7236 | -7258 | -7281 | -7301 | -7314 | -7326 | -7352 | -7392 | -7442 | -7495 | -7546 | -7592 | -7631 | -7664 | -7689 | -7710 | -7724 | -7732 | -7735 | -7745 | -7757 | -7770 | -7783 | -7800 | -7824 | -7853 | -7883 | -7910 | -7939 | -7964 | -7963 | -7934 | -7879 | -7818 | -7755 | -7690 | -7627 | -7564 | -7504 | -7446 | -7388 | -7331 | -7275 | -7221 | -7174 | -7129 | -7083 | -7034 | -6979 | -6918 | -6854 | -6790 | -6720 | -6640 | -6564 | -6500 | -6441 | -6380 | -6317 | -6254 | -6192 | -6127 | -6060 | -5994 | -5930 | -5866 | -5794 | -5700 | -5590 | -5470 | -5343 | -5211 | -5078 | -4947 | -4818 | -4694 | -4577 | -4472 | -4379 | -4292 | -4220 | -4149 | -4076 | -4000 | -3922 | -3845 | -3766 | -3683 | -3596 | -3507 | -3427 | -3373 | -3335 | -3302 | -3269 | -3230 | -3182 | -3124 | -3059 | -2988 | -2911 | -2836 | -2765 | -2695 | -2626 | -2552 | -2472 | -2391 | -2315 | -2250 | -2246 | -2246 | -2246 | -2246 | -2246 | -2246 | -2246 | -2284 | -2345 | -2421 | -2513 | -2619 | -2736 | -2860 | -2991 | -3118 | -3232 | -3335 | -3438 | -3560 | -3700 | -3852 | -4007 | -4155 | -4290 | -4409 | -4509 | -4592 | -4669 | -4751 | -4826 | -4894 | -4957 | -5016 | -5073 | -5126 | -5179 | -5231 | -5280 | -5326 | -5369 | -5407 | -5448 | -5487 | -5523 | -5558 | -5589 | -5618 | -5644 | -5669 | -5692 | -5712 | -5731 | -5752 | -5763 | -5763 | -5757 | -5752 | -5748 | -5745 | -5743 | -5739 | -5735 | -5732 | -5723 | -5716 | -5679 | -5618 | -5543 | -5456 | -5365 | -5273 | -5182 | -5092 | -5003 | -4915 | -4831 | -4747 | -4668 | -4597 | -4531 | -4467 | -4403 | -4339 | -4271 | -4200 | -4126 | -4049 | -3984 | -3926 | -3895 | -3885 | -3888 | -3902 | -3925 | -3960 | -4001 | -4046 | -4097 | -4152 | -4199 | -4234 | -4271 | -4309 | -4347 | -4380 | -4409 | -4438 | -4470 | -4509 | -4554 | -4604 | -4662 | -4727 | -4796 | -4861 | -4918 | -4965 | -5000 | -5019 | -5027 | -5030 | -5026 | -5015 | -5003 | -5006 | -5017 | -5034 | -5054 | -5076 | -5099 | -5122 | -5143 | -5162 | -5179 | -5186 | -5178 | -5153 | -5103 | -5029 | -4940 | -4842 | -4741 | -4638 | -4535 | -4428 | -4316 | -4207 | -4115 | -4017 | -3908 | -3790 | -3673 | -3560 | -3450 | -3342 | -3233 | -3123 | -3014 | -2907 | -2802 | -2703 | -2618 | -2539 | -2466 | -2396 | -2336 | -2291 | -2266 | -2264 | -2284 | -2323 | -2363 | -2400 | -2455 | -2526 | -2607 | -2692 | -2782 | -2875 | -2971 | -3069 | -3168 | -3266 | -3361 | -3445 | -3531 | -3632 | -3743 | -3861 | -3979 | -4083 | -4172 | -4244 | -4303 | -4346 | -4377 | -4412 | -4436 | -4449 | -4454 | -4455 | -4459 | -4466 | -4480 | -4500 | -4526 | -4551 | -4587 | -4636 | -4692 | -4748 | -4803 | -4859 | -4914 | -4971 | -5029 | -5088 | -5147 | -5203 | -5252 | -5292 | -5328 | -5360 | -5388 | -5412 | -5429 | -5441 | -5446 | -5446 | -5442 | -5441 | -5450 | -5464 | -5480 | -5495 | -5505 | -5511 | -5515 | -5516 | -5516 | -5513 | -5508 | -5504 | -5505 | -5524 | -5562 | -5607 | -5655 | -5706 | -5756 | -5802 | -5843 | -5882 | -5916 | -5940 | -5947 | -5936 | -5914 | -5898 | -5895 | -5902 | -5920 | -5948 | -5982 | -6020 | -6059 | -6095 | -6123 | -6123 | -6105 | -6085 | -6065 | -6041 | -6016 | -5993 | -5969 | -5944 | -5922 | -5907 | -5896 | -5893 | -5894 | -5891 | -5881 | -5868 | -5850 | -5825 | -5794 | -5761 | -5727 | -5696 | -5668 | -5656 | -5650 | -5639 | -5625 | -5609 | -5595 | -5586 | -5583 | -5585 | -5586 | -5574 | -5548 | -5512 | -5464 | -5414 | -5360 | -5300 | -5234 | -5166 | -5097 | -5031 | -4961 | -4892 | -4828 | -4761 | -4686 | -4609 | -4532 | -4458 | -4384 | -4311 | -4238 | -4168 | -4101 | -4053 | -4035 | -4046 | -4086 | -4140 | -4202 | -4273 | -4352 | -4438 | -4527 | -4619 | -4718 | -4820 | -4915 | -5006 | -5106 | -5207 | -5306 | -5399 | -5488 | -5572 | -5651 | -5724 | -5795 | -5861 | -5917 | -5964 | -6009 | -6056 | -6107 | -6164 | -6226 | -6288 | -6351 | -6412 | -6466 | -6514 | -6555 | -6590 | -6621 | -6654 | -6690 | -6731 | -6777 | -6828 | -6881 | -6935 | -6987 | -7025 | -7049 | -7047 | -7030 | -7005 | -6973 | -6934 | -6889 | -6842 | -6792 | -6739 | -6685 | -6630 | -6578 | -6542 | -6516 | -6490 | -6463 | -6437 | -6410 | -6382 | -6351 | -6318 | -6286 | -6253 | -6209 | -6157 | -6092 | -6021 | -5945 | -5868 | -5788 | -5707 | -5626 | -5547 | -5473 | -5403 | -5337 | -5264 | -5184 | -5107 | -5031 | -4955 | -4881 | -4811 | -4745 | -4679 | -4615 | -4553 | -4500 | -4463 | -4437 | -4415 | -4398 | -4388 | -4387 | -4396 | -4414 | -4438 | -4466 | -4497 | -4528 | -4548 | -4570 | -4596 | -4626 | -4658 | -4690 | -4721 | -4752 | -4784 | -4814 | -4844 | -4879 | -4912 | -4941 | -4963 | -4979 | -4988 | -4986 | -4972 | -4946 | -4909 | -4865 | -4815 | -4761 | -4712 | -4662 | -4610 | -4559 | -4510 | -4461 | -4413 | -4367 | -4321 | -4275 | -4227 | -4182 | -4146 | -4123 | -4114 | -4118 | -4135 | -4164 | -4202 | -4250 | -4305 | -4369 | -4438 | -4511 | -4575 | -4637 | -4697 | -4752 | -4802 | -4847 | -4887 | -4923 | -4957 | -4989 | -5034 | -5089 | -5152 | -5222 | -5290 | -5353 | -5410 | -5460 | -5505 | -5546 | -5583 | -5620 | -5656 | -5693 | -5732 | -5783 | -5838 | -5894 | -5952 | -6011 | -6069 | -6126 | -6180 | -6233 | -6276 | -6304 | -6319 | -6329 | -6335 | -6335 | -6329 | -6319 | -6306 | -6290 | -6269 | -6242 | -6210 | -6175 | -6147 | -6117 | -6081 | -6042 | -5997 | -5949 | -5899 | -5847 | -5794 | -5741 | -5695 | -5655 | -5612 | -5554 | -5487 | -5414 | -5341 | -5273 | -5211 | -5157 | -5113 | -5077 | -5046 | -5019 | -4988 | -4951 | -4917 | -4886 | -4854 | -4823 | -4796 | -4771 | -4751 | -4730 | -4701 | -4673 | -4654 | -4647 | -4652 | -4666 | -4686 | -4706 | -4721 | -4730 | -4729 | -4722 | -4711 | -4698 | -4684 | -4666 | -4644 | -4621 | -4600 | -4579 | -4557 | -4536 | -4514 | -4496 | -4500 | -4524 | -4562 | -4607 | -4654 | -4703 | -4757 | -4816 | -4881 | -4950 | -5024 | -5098 | -5169 | -5234 | -5299 | -5379 | -5461 | -5539 | -5613 | -5688 | -5763 | -5834 | -5897 | -5953 | -5986 | -5992 | -5968 | -5917 | -5850 | -5771 | -5678 | -5575 | -5464 | -5346 | -5223 | -5098 | -4976 | -4858 | -4739 | -4600 | -4453 | -4307 | -4161 | -4014 | -3868 | -3733 | -3609 | -3496 | -3400 | -3325 | -3280 | -3270 | -3285 | -3315 | -3359 | -3417 | -3486 | -3560 | -3632 | -3703 | -3770 | -3833 | -3897 | -3973 | -4055 | -4142 | -4230 | -4314 | -4389 | -4452 | -4503 | -4540 | -4562 | -4564 | -4545 | -4507 | -4455 | -4393 | -4321 | -4233 | -4124 | -4000 | -3870 | -3736 | -3600 | -3464 | -3329 | -3191 | -3052 | -2911 | -2769 | -2629 | -2494 | -2366 | -2246 | -2246 | -2246 | -2246 | -2246 | -2246 | -2246 | -2246 | -2246 | -2246 | -2246 | -2246 | -2246 | -2246 | -2246 | -2246 | -2246 | -2246 | -2246 | -2246 | -2246 | -2369 | -2499 | -2632 | -2766 | -2894 | -2998 | -3081 | -3135 | -3165 | -3179 | -3182 | -3173 | -3152 | -3121 | -3079 | -3027 | -2968 | -2901 | -2832 | -2780 | -2738 | -2689 | -2633 | -2572 | -2507 | -2437 | -2365 | -2292 | -2246 | -2246 | -2246 | -2246 | -2246 | -2246 | -2246 | -2246 | -2246 | -2246 | -2246 | -2246 | -2246 | -2246 | -2246 | -2246 | -2246 | -2246 | -2246 | -2246 | -2246 | -2246 | -2246 | -2246 | -2246 | -2246 | -2246 | -2246 | -2246 | -2246 | -2246 | -2246 | -2246 | -2246 | -2246 | -2246 | -2246 | -2246 | -2246 | -2246 | -2246 | -2246 | -2246 | -2246 | -2246 | -2246 | -2246 | -2246 | -2246 | -2246 | -2246 | -2246 | -2246 | -2246 | -2246 | -2246 | -2246 | -2246 | -2246 | -2246 | -2246 | -2246 | -2246 | -2246 | -2246 | -2246 | -2272 | -2310 | -2349 | -2390 | -2434 | -2480 | -2524 | -2571 | -2622 | -2691 | -2771 | -2855 | -2943 | -3032 | -3123 | -3215 | -3310 | -3408 | -3508 | -3611 | -3710 | -3795 | -3869 | -3940 | -4006 | -4067 | -4125 | -4177 | -4225 | -4268 | -4307 | -4348 | -4387 | -4423 | -4455 | -4484 | -4510 | -4538 | -4565 | -4590 | -4612 | -4629 | -4640 | -4644 | -4644 | -4644 | -4656 | -4664 | -4667 | -4666 | -4662 | -4659 | -4658 | -4659 | -4659 | -4644 | -4617 | -4566 | -4503 | -4434 | -4362 | -4287 | -4210 | -4131 | -4050 | -3969 | -3886 | -3803 | -3722 | -3653 | -3593 | -3534 | -3475 | -3418 | -3360 | -3303 | -3245 | -3188 | -3130 | -3071 | -3013 | -2953 | -2892 | -2832 | -2775 | -2720 | -2667 | -2615 | -2565 | -2516 | -2468 | -2420 | -2371 | -2325 | -2279 | -2246 | -2246 | -2246 | -2246 | -2246 | -2246 | -2246 | -2246 | -2246 | -2246 | -2246 | -2246 | -2246 | -2246 | -2246 | -2246 | -2246 | -2246 | -2246 | -2246 | -2246 | -2246 | -2246 | -2246 | -2246 | -2246 | -2246 | -2246 | -2246 | -2246 | -2246 | -2246 | -2246 | -2246 | -2246 | -2246 | -2246 | -2246 | -2246 | -2246 | -2246 | -2246 | -2246 | -2246 | -2246 | -2246 | -2246 | -2246 | -2246 | -2246 | -2246 | -2246 | -2246 | -2246 | -2246 | -2246 | -2246 | -2246 | -2246 | -2246 | -2246 | -2246 | -2246 | -2246 | -2246 | -2246 | -2246 | -2246 | -2246 | -2246 | -2246 | -2246 | -2246 | -2246 | -2246 | -2246 | -2246 | -2246 | -2246 | -2246 | -2246 | -2246 | -2246 | -2307 | -2393 | -2480 | -2570 | -2661 | -2754 | -2844 | -2931 | -3013 | -3091 | -3163 | -3234 | -3313 | -3393 | -3470 | -3545 | -3619 | -3694 | -3769 | -3842 | -3909 | -3957 | -3987 | -3997 | -4005 | -4019 | -4041 | -4071 | -4104 | -4136 | -4167 | -4200 | -4235 | -4273 | -4310 | -4346 | -4384 | -4426 | -4469 | -4511 | -4551 | -4588 | -4626 | -4666 | -4708 | -4739 | -4756 | -4763 | -4760 | -4744 | -4715 | -4671 | -4616 | -4557 | -4497 | -4435 | -4369 | -4299 | -4229 | -4162 | -4080 | -3984 | -3880 | -3767 | -3647 | -3521 | -3388 | -3248 | -3107 | -2996 | -2925 | -2889 | -2871 | -2863 | -2864 | -2871 | -2888 | -2914 | -2947 | -2990 | -3043 | -3103 | -3166 | -3221 | -3272 | -3329 | -3393 | -3464 | -3543 | -3629 | -3720 | -3814 | -3908 | -3995 | -4071 | -4140 | -4206 | -4269 | -4328 | -4389 | -4451 | -4512 | -4572 | -4628 | -4678 | -4726 | -4772 | -4815 | -4859 | -4899 | -4931 | -4959 | -4980 | -4992 | -4999 | -5003 | -5005 | -5009 | -5021 | -5038 | -5054 | -5067 | -5078 | -5086 | -5090 | -5091 | -5090 | -5086 | -5080 | -5071 | -5059 | -5047 | -5039 | -5027 | -5013 | -4999 | -4985 | -4974 | -4965 | -4958 | -4951 | -4935 | -4911 | -4874 | -4832 | -4792 | -4753 | -4713 | -4668 | -4619 | -4567 | -4514 | -4456 | -4395 | -4331 | -4267 | -4201 | -4140 | -4084 | -4033 | -3985 | -3938 | -3894 | -3849 | -3803 | -3762 | -3729 | -3708 | -3699 | -3703 | -3722 | -3758 | -3814 | -3887 | -3973 | -4067 | -4166 | -4269 | -4369 | -4458 | -4533 | -4599 | -4658 | -4710 | -4759 | -4805 | -4851 | -4898 | -4950 | -5013 | -5082 | -5152 | -5219 | -5275 | -5318 | -5348 | -5365 | -5371 | -5368 | -5358 | -5343 | -5327 | -5312 | -5304 | -5313 | -5326 | -5338 | -5349 | -5357 | -5362 | -5363 | -5357 | -5348 | -5328 | -5299 | -5266 | -5233 | -5199 | -5160 | -5115 | -5060 | -4993 | -4915 | -4831 | -4743 | -4651 | -4558 | -4475 | -4402 | -4335 | -4279 | -4233 | -4193 | -4160 | -4134 | -4113 | -4089 | -4050 | -3995 | -3920 | -3815 | -3697 | -3578 | -3460 | -3346 | -3236 | -3134 | -3036 | -2939 | -2846 | -2759 | -2681 | -2599 | -2512 | -2421 | -2330 | -2246 | -2246 | -2246 | -2246 | -2246 | -2246 | -2246 | -2246 | -2246 | -2246 | -2246 | -2246 | -2246 | -2246 | -2246 | -2246 | -2246 | -2246 | -2246 | -2246 | -2246 | -2246 | -2246 | -2246 | -2246 | -2246 | -2246 | -2246 | -2246 | -2246 | -2246 | -2246 | -2246 | -2246 | -2246 | -2246 | -2246 | -2246 | -2246 | -2246 | -2246 | -2246 | -2246 | -2246 | -2246 | -2246 | -2246 | -2246 | -2246 | -2246 | -2246 | -2246 | -2267 | -2361 | -2432 | -2467 | -2486 | -2497 | -2497 | -2491 | -2479 | -2462 | -2440 | -2414 | -2388 | -2362 | -2335 | -2312 | -2276 | -2246 | -2246 | -2246 | -2246 | -2246 | -2246 | -2246 | -2246 | -2246 | -2246 | -2246 | -2246 | -2246 | -2246 | -2246 | -2246 | -2246 | -2246 | -2246 | -2246 | -2246 | -2246 | -2246 | -2246 | -2246 | -2246 | -2246 | -2246 | -2246 | -2246 | -2246 | -2246 | -2246 | -2246 | -2246 | -2246 | -2246 | -2246 | -2246 | -2246 | -2246 | -2246 | -2246 | -2246 | -2246 | -2246 | -2246 | -2246 | -2246 | -2246 | -2246 | -2246 | -2246 | -2246 | -2246 | -2246 | -2246 | -2246 | -2246 | -2246 | -2246 | -2246 | -2246 | -2246 | -2246 | -2246 | -2246 | -2246 | -2246 | -2246 | -2246 | -2246 | -2246 | -2246 | -2246 | -2246 | -2246 | -2246 | -2246 | -2246 | -2246 | -2246 | -2246 | -2246 | -2246 | -2246 | -2246 | -2246 | -2246 | -2246 | -2246 | -2246 | -2246 | -2246 | -2246 | -2246 | -2246 | -2246 | -2246 | -2246 | -2246 | -2246 | -2246 | -2246 | -2246 | -2246 | -2246 | -2246 | -2246 | -2246 | -2246 | -2246 | -2246 | -2246 | -2246 | -2246 | -2246 | -2246 | -2246 | -2246 | -2246 | -2246 | -2246 | -2246 | -2246 | -2246 | -2246 | -2246 | -2246 | -2246 | -2246 | -2246 | -2246 | -2246 | -2246 | -2246 | -2246 | -2246 | -2246 | -2246 | -2246 | -2246 | -2246 | -2246 | -2246 | -2246 | -2246 | -2246 | -2246 | -2246 | -2246 | -2246 | -2246 | -2246 | -2246 | -2246 | -2246 | -2246 | -2246 | -2246 | -2246 | -2246 | -2246 | -2246 | -2246 | -2246 | -2246 | -2246 | -2246 | -2246 | -2246 | -2246 | -2246 | -2246 | -2246 | -2246 | -2246 | -2246 | -2246 | -2246 | -2246 | -2246 | -2246 | -2246 | -2246 | -2246 | -2246 | -2246 | -2246 | -2246 | -2246 | -2246 | -2246 | -2246 | -2246 | -2246 | -2246 | -2246 | -2246 | -2246 | -2246 | -2246 | -2246 | -2246 | -2246 | -2246 | -2246 | -2246 | -2246 | -2246 | -2246 | -2246 | -2246 | -2246 | -2246 | -2246 | -2246 | -2246 | -2246 | -2246 | -2246 | -2246 | -2246 | -2246 | -2246 | -2246 | -2246 | -2246 | -2246 | -2246 | -2246 | -2246 | -2246 | -2246 | -2246 | -2246 | -2246 | -2246 | -2246 | -2246 | -2246 | -2246 | -2246 | -2246 | -2246 | -2246 | -2246 | -2246 | -2305 | -2384 | -2460 | -2532 | -2602 | -2670 | -2737 | -2799 | -2858 | -2915 | -2971 | -3025 | -3077 | -3130 | -3187 | -3256 | -3334 | -3419 | -3510 | -3603 | -3697 | -3787 | -3872 | -3951 | -4008 | -4038 | -4043 | -4036 | -4020 | -3992 | -3952 | -3899 | -3835 | -3763 | -3684 | -3600 | -3510 | -3418 | -3343 | -3285 | -3226 | -3165 | -3106 | -3050 | -2996 | -2947 | -2898 | -2846 | -2781 | -2713 | -2635 | -2532 | -2411 | -2281 | -2246 | -2246 | -2246 | -2246 | -2246 | -2246 | -2246 | -2246 | -2246 | -2246 | -2246 | -2246 | -2246 | -2246 | -2246 | -2246 | -2246 | -2246 | -2246 | -2246 | -2246 | -2246 | -2246 | -2246 | -2246 | -2246 | -2246 | -2246 | -2246 | -2246 | -2246 | -2246 | -2246 | -2246 | -2246 | -2246 | -2246 | -2246 | -2246 | -2246 | -2246 | -2246 | -2246 | -2246 | -2246 | -2246 | -2246 | -2246 | -2246 | -2246 | -2246 | -2246 | -2246 | -2246 | -2246 | -2246 | -2246 | -2246 | -2246 | -2246 | -2246 | -2246 | -2246 | -2246 | -2246 | -2246 | -2246 | -2246 | -2246 | -2246 | -2246 | -2246 | -2246 | -2246 | -2246 | -2246 | -2246 | -2246 | -2246 | -2246 | -2246 | -2246 | -2246 | -2246 | -2246 | -2246 | -2246 | -2246 | -2246 | -2246 | -2246 | -2246 | -2246 | -2246 | -2246 | -2246 | -2246 | -2246 | -2246 | -2246 | -2246 | -2246 | -2246 | -2246 | -2246 | -2246 | -2246 | -2246 | -2246 | -2246 | -2246 | -2246 | -2246 | -2246 | -2246 | -2246 | -2246 | -2246 | -2246 | -2246 | -2246 | -2246 | -2246 | -2246 | -2246 | -2246 | -2246 | -2246 | -2246 | -2246 | -2246 | -2246 | -2246 | -2246 | -2246 | -2246 | -2246 | -2246 | -2246 | -2246 | -2246 | -2246 | -2246 | -2246 | -2246 | -2246 | -2246 | -2246 | -2246 | -2246 | -2246 | -2246 | -2246 | -2246 | -2246 | -2246 | -2246 | -2246 | -2246 | -2246 | -2246 | -2246 | -2246 | -2246 | -2246 | -2246 | -2246 | -2246 | -2246 | -2246 | -2246 | -2246 | -2246 | -2246 | -2246 | -2246 | -2246 | -2246 | -2246 | -2246 | -2246 | -2246 | -2246 | -2246 | -2246 | -2246 | -2246 | -2246 | -2246 | -2246 | -2246 | -2246 | -2246 | -2246 | -2246 | -2246 | -2246 | -2246 | -2246 | -2246 | -2246 | -2246 | -2246 | -2246 | -2246 | -2246 | -2246 | -2246 | -2246 | -2246 | -2246 | -2246 | -2246 | -2246 | -2246 | -2246 | -2246 | -2246 | -2246 | -2246 | -2246 | -2246 | -2246 | -2246 | -2246 | -2246 | -2246 | -2246 | -2246 | -2246 | -2246 | -2246 | -2246 | -2246 | -2246 | -2246 | -2246 | -2246 | -2246 | -2246 | -2246 | -2246 | -2246 | -2246 | -2246 | -2246 | -2246 | -2246 | -2246 | -2246 | -2246 | -2246 | -2246 | -2246 | -2246 | -2246 | -2246 | -2246 | -2246 | -2246 | -2246 | -2246 | -2246 | -2246 | -2246 | -2246 | -2246 | -2246 | -2246 | -2246 | -2246 | -2246 | -2246 | -2246 | -2246 | -2246 | -2246 | -2246 | -2246 | -2246 | -2246 | -2246 | -2246 | -2246 | -2246 | -2246 | -2246 | -2246 | -2246 | -2246 | -2246 | -2246 | -2246 | -2246 | -2246 | -2246 | -2246 | -2246 | -2246 | -2246 | -2246 | -2246 | -2246 | -2246 | -2246 | -2246 | -2246 | -2246 | -2246 | -2246 | -2246 | -2246 | -2246 | -2246 | -2246 | -2246 | -2246 | -2246 | -2246 | -2246 | -2246 | -2246 | -2246 | -2246 | -2246 | -2246 | -2246 | -2246 | -2246 | -2246 | -2246 | -2246 | -2246 | -2246 | -2246 | -2246 | -2246 | -2246 | -2246 | -2246 | -2246 | -2246 | -2246 | -2246 | -2246 | -2246 | -2246 | -2246 | -2246 | -2246 | -2246 | -2246 | -2260 | -2454 | -2635 | -2798 | -2939 | -3066 | -3178 | -3260 | -3313 | -3344 | -3351 | -3335 | -3296 | -3244 | -3189 | -3140 | -3104 | -3069 | -3029 | -2986 | -2940 | -2887 | -2829 | -2764 | -2692 | -2615 | -2544 | -2486 | -2439 | -2403 | -2373 | -2349 | -2332 | -2325 | -2327 | -2340 | -2359 | -2376 | -2383 | -2376 | -2356 | -2336 | -2317 | -2298 | -2278 | -2260 | -2246 | -2246 | -2246 | -2246 | -2246 | -2246 | -2246 | -2246 | -2253 | -2275 | -2300 | -2327 | -2354 | -2378 | -2398 | -2418 | -2442 | -2470 | -2501 | -2534 | -2569 | -2607 | -2648 | -2692 | -2740 | -2790 | -2841 | -2894 | -2943 | -2980 | -3006 | -3026 | -3045 | -3066 | -3090 | -3117 | -3147 | -3184 | -3225 | -3268 | -3306 | -3342 | -3382 | -3433 | -3486 | -3536 | -3584 | -3629 | -3673 | -3716 | -3757 | -3798 | -3830 | -3855 | -3863 | -3868 | -3873 | -3873 | -3868 | -3855 | -3838 | -3819 | -3798 | -3780 | -3768 | -3758 | -3754 | -3747 | -3740 | -3736 | -3739 | -3748 | -3761 | -3779 | -3800 | -3822 | -3844 | -3862 | -3877 | -3883 | -3881 | -3872 | -3857 | -3836 | -3808 | -3774 | -3736 | -3692 | -3643 | -3599 | -3579 | -3566 | -3546 | -3522 | -3491 | -3454 | -3410 | -3361 | -3309 | -3259 | -3215 | -3180 | -3150 | -3098 | -3024 | -2935 | -2840 | -2743 | -2646 | -2550 | -2459 | -2371 | -2287 | -2246 | -2246 | -2246 | -2246 | -2246 | -2246 | -2246 | -2246 | -2246 | -2246 | -2246 | -2246 | -2246 | -2246 | -2246 | -2246 | -2246 | -2246 | -2246 | -2246 | -2246 | -2246 | -2246 | -2246 | -2246 | -2246 | -2246 | -2246 | -2246 | -2246 | -2246 | -2246 | -2246 | -2246 | -2246 | -2246 | -2246 | -2246 | -2246 | -2246 | -2246 | -2246 | -2246 | -2246 | -2246 | -2246 | -2246 | -2246 | -2246 | -2246 | -2246 | -2246 | -2246 | -2246 | -2246 | -2246 | -2246 | -2246 | -2246 | -2246 | -2246 | -2246 | -2246 | -2246 | -2246 | -2246 | -2246 | -2246 | -2246 | -2246 | -2246 | -2246 | -2246 | -2246 | -2246 | -2246 | -2246 | -2246 | -2246 | -2246 | -2246 | -2246 | -2246 | -2246 | -2246 | -2246 | -2246 | -2246 | -2246 | -2246 | -2246 | -2246 | -2246 | -2246 | -2246 | -2246 | -2246 | -2246 | -2246 | -2246 | -2246 | -2246 | -2246 | -2246 | -2246 | -2246 | -2246 | -2246 | -2246 | -2246 | -2246 | -2246 | -2246 | -2246 | -2246 | -2246 | -2246 | -2246 | -2246 | -2246 | -2246 | -2246 | -2246 | -2246 | -2246 | -2246 | -2246 | -2246 | -2246 | -2246 | -2246 | -2246 | -2246 | -2246 | -2246 | -2246 | -2246 | -2246 | -2246 | -2246 | -2246 | -2246 | -2246 | -2246 | -2246 | -2246 | -2246 | -2246 | -2246 | -2246 | -2246 | -2246 | -2246 | -2246 | -2246 | -2246 | -2246 | -2246 | -2246 | -2246 | -2246 | -2246 | -2246 | -2246 | -2246 | -2246 | -2246 | -2246 | -2246 | -2246 | -2246 | -2246 | -2246 | -2246 | -2246 | -2246 | -2246 | -2246 | -2246 | -2246 | -2246 | -2246 | -2246 | -2246 | -2246 | -2246 | -2246 | -2246 | -2246 | -2246 | -2246 | -2246 | -2246 | -2246 | -2246 | -2246 | -2246 | -2246 | -2246 | -2246 | -2246 | -2246 | -2246 | -2246 | -2246 | -2246 | -2246 | -2246 | -2246 | -2246 | -2246 | -2246 | -2246 | -2246 | -2246 | -2246 | -2246 | -2246 | -2246 | -2246 | -2246 | -2246 | -2246 | -2246 | -2246 | -2246 | -2246 | -2246 | -2246 | -2246 | -2246 | -2246 | -2246 | -2246 | -2246 | -2246 | -2246 | -2246 | -2246 | -2246 | -2246 | -2246 | -2246 | -2246 | -2246 | -2246 | -2246 | -2246 | -2246 | -2246 | -2246 | -2246 | -2246 | -2246 | -2246 | -2246 | -2246 | -2246 | -2246 | -2246 | -2246 | -2246 | -2246 | -2246 | -2246 | -2246 | -2246 | -2246 | -2246 | -2246 | -2246 | -2246 | -2246 | -2246 | -2246 | -2246 | -2246 | -2246 | -2246 | -2246 | -2246 | -2246 | -2246 | -2246 | -2246 | -2246 | -2246 | -2246 | -2246 | -2246 | -2246 | -2246 | -2246 | -2246 | -2246 | -2246 | -2246 | -2246 | -2246 | -2246 | -2246 | -2246 | -2246 | -2246 | -2246 | -2246 | -2246 | -2246 | -2246 | -2246 | -2246 | -2246 | -2246 | -2246 | -2246 | -2246 | -2246 | -2246 | -2246 | -2246 | -2246 | -2246 | -2246 | -2246 | -2246 | -2246 | -2246 | -2246 | -2246 | -2246 | -2246 | -2246 | -2246 | -2246 | -2246 | -2246 | -2246 | -2246 | -2246 | -2246 | -2246 | -2246 | -2246 | -2246 | -2246 | -2246 | -2246 | -2246 | -2246 | -2246 | -2246 | -2246 | -2246 | -2246 | -2246 | -2246 | -2246 | -2246 | -2246 | -2246 | -2246 | -2246 | -2246 | -2246 | -2246 | -2246 | -2246 | -2246 | -2246 | -2246 | -2246 | -2246 | -2246 | -2246 | -2246 | -2269 | -2300 | -2332 | -2364 | -2398 | -2433 | -2471 | -2510 | -2550 | -2587 | -2622 | -2655 | -2685 | -2714 | -2742 | -2772 | -2804 | -2838 | -2874 | -2912 | -2954 | -2988 | -3017 | -3042 | -3061 | -3073 | -3078 | -3075 | -3063 | -3043 | -3016 | -2986 | -2957 | -2937 | -2940 | -2953 | -2973 | -3001 | -3032 | -3064 | -3098 | -3133 | -3169 | -3204 | -3239 | -3260 | -3268 | -3250 | -3223 | -3191 | -3157 | -3123 | -3089 | -3056 | -3022 | -2987 | -2953 | -2922 | -2889 | -2856 | -2824 | -2793 | -2765 | -2740 | -2716 | -2692 | -2668 | -2646 | -2624 | -2597 | -2566 | -2528 | -2482 | -2436 | -2389 | -2345 | -2304 | -2265 | -2246 | -2246 | -2246 | -2246 | -2246 | -2246 | -2246 | -2246 | -2246 | -2246 | -2246 | -2246 | -2246 | -2246 | -2246 | -2246 | -2246 | -2246 | -2246 | -2246 | -2246 | -2246 | -2246 | -2246 | -2246 | -2246 | -2246 | -2246 | -2246 | -2246 | -2246 | -2246 | -2246 | -2246 | -2246 | -2246 | -2246 | -2246 | -2246 | -2246 | -2246 | -2246 | -2246 | -2246 | -2246 | -2246 | -2246 | -2246 | -2246 | -2246 | -2246 | -2246 | -2246 | -2246 | -2246 | -2246 | -2246 | -2246 | -2246 | -2246 | -2246 | -2246 | -2246 | -2246 | -2246 | -2246 | -2246 | -2246 | -2246 | -2246 | -2246 | -2246 | -2246 | -2246 | -2246 | -2246 | -2246 | -2246 | -2246 | -2246 | -2246 | -2246 | -2246 | -2246 | -2246 | -2246 | -2246 | -2246 | -2246 | -2246 | -2246 | -2246 | -2246 | -2246 | -2246 | -2246 | -2246 | -2246 | -2246 | -2246 | -2246 | -2246 | -2246 | -2246 | -2246 | -2246 | -2246 | -2246 | -2246 | -2246 | -2246 | -2246 | -2246 | -2246 | -2246 | -2246 | -2246 | -2246 | -2246 | -2246 | -2246 | -2246 | -2246 | -2246 | -2298 | -2382 | -2456 | -2523 | -2584 | -2637 | -2683 | -2719 | -2749 | -2775 | -2799 | -2798 | -2770 | -2702 | -2612 | -2511 | -2401 | -2280 | -2246 | -2246 | -2246 | -2246 | -2246 | -2246 | -2246 | -2246 | -2246 | -2246 | -2246 | -2246 | -2246 | -2246 | -2246 | -2246 | -2246 | -2246 | -2246 | -2246 | -2246 | -2246 | -2246 | -2246 | -2246 | -2246 | -2246 | -2246 | -2246 | -2246 | -2246 | -2246 | -2246 | -2246 | -2246 | -2246 | -2246 | -2246 | -2246 | -2246 | -2246 | -2246 | -2246 | -2246 | -2246 | -2246 | -2246 | -2246 | -2246 | -2246 | -2246 | -2246 | -2246 | -2246 | -2246 | -2246 | -2246 | -2246 | -2246 | -2246 | -2246 | -2246 | -2246 | -2246 | -2246 | -2246 | -2246 | -2246 | -2246 | -2246 | -2246 | -2246 | -2246 | -2246 | -2246 | -2246 | -2246 | -2246 | -2246 | -2246 | -2246 | -2246 | -2246 | -2246 | -2246 | -2246 | -2246 | -2246 | -2246 | -2246 | -2246 | -2246 | -2246 | -2246 | -2246 | -2246 | -2246 | -2246 | -2246 | -2246 | -2246 | -2246 | -2246 | -2246 | -2246 | -2246 | -2246 | -2246 | -2246 | -2246 | -2246 | -2246 | -2246 | -2246 | -2246 | -2246 | -2246 | -2246 | -2246 | -2246 | -2246 | -2246 | -2246 | -2246 | -2246 | -2246 | -2246 | -2246 | -2246 | -2246 | -2246 | -2246 | -2246 | -2246 | -2246 | -2246 | -2246 | -2246 | -2246 | -2246 | -2246 | -2246 | -2246 | -2246 | -2246 | -2246 | -2246 | -2246 | -2246 | -2246 | -2246 | -2246 | -2246 | -2246 | -2246 | -2246 | -2246 | -2246 | -2246 | -2246 | -2292 | -2464 | -2623 | -2767 | -2897 | -3015 | -3120 | -3209 | -3277 | -3320 | -3343 | -3353 | -3355 | -3368 | -3387 | -3401 | -3410 | -3417 | -3422 | -3427 | -3431 | -3433 | -3433 | -3433 | -3433 | -3436 | -3444 | -3455 | -3468 | -3483 | -3500 | -3520 | -3544 | -3571 | -3600 | -3628 | -3656 | -3684 | -3707 | -3730 | -3755 | -3783 | -3813 | -3845 | -3879 | -3916 | -3958 | -4003 | -4050 | -4087 | -4116 | -4136 | -4151 | -4169 | -4186 | -4203 | -4216 | -4225 | -4234 | -4243 | -4253 | -4269 | -4293 | -4318 | -4340 | -4356 | -4367 | -4373 | -4373 | -4368 | -4359 | -4344 | -4324 | -4315 | -4319 | -4347 | -4384 | -4419 | -4452 | -4487 | -4522 | -4561 | -4603 | -4651 | -4701 | -4740 | -4764 | -4787 | -4810 | -4834 | -4857 | -4882 | -4908 | -4935 | -4963 | -4989 | -5015 | -5051 | -5093 | -5136 | -5174 | -5209 | -5243 | -5272 | -5298 | -5321 | -5339 | -5352 | -5360 | -5371 | -5386 | -5401 | -5415 | -5428 | -5440 | -5449 | -5455 | -5459 | -5461 | -5461 | -5459 | -5448 | -5429 | -5407 | -5388 | -5371 | -5352 | -5328 | -5296 | -5259 | -5218 | -5174 | -5135 | -5110 | -5090 | -5069 | -5052 | -5038 | -5030 | -5027 | -5027 | -5028 | -5031 | -5035 | -5042 | -5041 | -5022 | -4985 | -4937 | -4887 | -4840 | -4796 | -4756 | -4719 | -4685 | -4653 | -4622 | -4597 | -4573 | -4550 | -4528 | -4507 | -4488 | -4472 | -4461 | -4456 | -4460 | -4471 | -4488 | -4505 | -4510 | -4506 | -4496 | -4487 | -4476 | -4465 | -4457 | -4452 | -4448 | -4445 | -4444 | -4457 | -4474 | -4489 | -4504 | -4519 | -4535 | -4554 | -4576 | -4597 | -4617 | -4635 | -4649 | -4669 | -4705 | -4740 | -4764 | -4776 | -4783 | -4788 | -4793 | -4799 | -4806 | -4814 | -4823 | -4825 | -4825 | -4828 | -4832 | -4837 | -4839 | -4838 | -4835 | -4830 | -4826 | -4822 | -4820 | -4818 | -4814 | -4814 | -4808 | -4796 | -4781 | -4765 | -4746 | -4724 | -4699 | -4669 | -4637 | -4605 | -4570 | -4539 | -4509 | -4478 | -4446 | -4410 | -4370 | -4327 | -4281 | -4230 | -4174 | -4114 | -4058 | -4018 | -3982 | -3929 | -3861 | -3780 | -3691 | -3598 | -3508 | -3427 | -3369 | -3309 | -3230 | -3141 | -3045 | -2945 | -2842 | -2737 | -2633 | -2530 | -2430 | -2333 | -2246 | -2246 | -2246 | -2246 | -2246 | -2246 | -2246 | -2246 | -2246 | -2246 | -2246 | -2246 | -2246 | -2246 | -2246 | -2246 | -2246 | -2246 | -2246 | -2246 | -2246 | -2246 | -2246 | -2246 | -2246 | -2246 | -2246 | -2246 | -2246 | -2246 | -2289 | -2343 | -2395 | -2452 | -2516 | -2583 | -2648 | -2712 | -2785 | -2866 | -2953 | -3043 | -3136 | -3233 | -3334 | -3438 | -3541 | -3642 | -3738 | -3829 | -3912 | -3975 | -4018 | -4054 | -4095 | -4144 | -4193 | -4234 | -4266 | -4292 | -4315 | -4349 | -4389 | -4427 | -4455 | -4474 | -4484 | -4483 | -4473 | -4455 | -4430 | -4401 | -4368 | -4332 | -4301 | -4275 | -4245 | -4205 | -4154 | -4091 | -4019 | -3942 | -3861 | -3779 | -3700 | -3602 | -3482 | -3356 | -3232 | -3113 | -2999 | -2887 | -2779 | -2679 | -2589 | -2506 | -2431 | -2364 | -2291 | -2246 | -2246 | -2246 | -2246 | -2246 | -2246 | -2246 | -2246 | -2303 | -2398 | -2499 | -2612 | -2731 | -2852 | -2973 | -3095 | -3218 | -3341 | -3460 | -3575 | -3687 | -3797 | -3905 | -4007 | -4104 | -4185 | -4249 | -4299 | -4337 | -4364 | -4377 | -4375 | -4357 | -4336 | -4337 | -4340 | -4338 | -4335 | -4335 | -4338 | -4344 | -4356 | -4372 | -4390 | -4405 | -4417 | -4426 | -4431 | -4430 | -4424 | -4421 | -4424 | -4431 | -4445 | -4466 | -4491 | -4520 | -4546 | -4562 | -4579 | -4601 | -4630 | -4663 | -4696 | -4730 | -4761 | -4789 | -4813 | -4836 | -4857 | -4882 | -4914 | -4953 | -5004 | -5054 | -5099 | -5139 | -5175 | -5207 | -5235 | -5260 | -5283 | -5306 | -5324 | -5337 | -5343 | -5344 | -5343 | -5343 | -5344 | -5349 | -5357 | -5371 | -5388 | -5410 | -5422 | -5426 | -5411 | -5387 | -5358 | -5325 | -5285 | -5240 | -5194 | -5149 | -5120 | -5093 | -5067 | -5044 | -5019 | -4990 | -4956 | -4918 | -4878 | -4836 | -4793 | -4749 | -4702 | -4652 | -4620 | -4606 | -4611 | -4627 | -4653 | -4692 | -4740 | -4794 | -4850 | -4907 | -4949 | -4970 | -4983 | -4992 | -5005 | -5024 | -5048 | -5074 | -5101 | -5128 | -5151 | -5173 | -5193 | -5216 | -5248 | -5293 | -5352 | -5414 | -5467 | -5508 | -5541 | -5569 | -5590 | -5605 | -5621 | -5652 | -5688 | -5724 | -5757 | -5786 | -5812 | -5839 | -5867 | -5896 | -5925 | -5954 | -5983 | -6007 | -6012 | -5994 | -5948 | -5884 | -5812 | -5739 | -5665 | -5593 | -5523 | -5458 | -5403 | -5353 | -5302 | -5255 | -5214 | -5179 | -5148 | -5120 | -5094 | -5071 | -5051 | -5036 | -5025 | -5021 | -5006 | -4987 | -4965 | -4950 | -4943 | -4944 | -4951 | -4962 | -4976 | -4992 | -5008 | -5026 | -5044 | -5063 | -5080 | -5097 | -5117 | -5139 | -5164 | -5190 | -5217 | -5242 | -5265 | -5288 | -5309 | -5320 | -5323 | -5327 | -5333 | -5341 | -5350 | -5361 | -5374 | -5387 | -5402 | -5423 | -5448 | -5475 | -5505 | -5536 | -5564 | -5591 | -5615 | -5636 | -5657 | -5678 | -5697 | -5716 | -5741 | -5767 | -5792 | -5809 | -5822 | -5831 | -5836 | -5837 | -5836 | -5837 | -5849 | -5873 | -5898 | -5924 | -5952 | -5981 | -6013 | -6045 | -6078 | -6110 | -6141 | -6170 | -6200 | -6229 | -6256 | -6283 | -6301 | -6310 | -6313 | -6315 | -6314 | -6312 | -6310 | -6307 | -6309 | -6311 | -6311 | -6307 | -6303 | -6302 | -6301 | -6300 | -6299 | -6297 | -6294 | -6290 | -6284 | -6280 | -6284 | -6283 | -6286 | -6293 | -6298 | -6304 | -6310 | -6317 | -6325 | -6333 | -6336 | -6330 | -6323 | -6317 | -6309 | -6298 | -6288 | -6278 | -6269 | -6261 | -6255 | -6252 | -6253 | -6257 | -6266 | -6278 | -6291 | -6303 | -6312 | -6318 | -6324 | -6329 | -6335 | -6342 | -6356 | -6379 | -6405 | -6433 | -6463 | -6496 | -6528 | -6561 | -6595 | -6631 | -6668 | -6706 | -6746 | -6789 | -6823 | -6853 | -6878 | -6894 | -6908 | -6917 | -6920 | -6918 | -6912 | -6905 | -6909 | -6913 | -6915 | -6917 | -6916 | -6914 | -6911 | -6907 | -6902 | -6898 | -6895 | -6894 | -6892 | -6890 | -6887 | -6882 | -6880 | -6865 | -6833 | -6792 | -6743 | -6691 | -6637 | -6588 | -6550 | -6510 | -6468 | -6426 | -6385 | -6343 | -6301 | -6258 | -6212 | -6163 | -6110 | -6051 | -5988 | -5921 | -5853 | -5793 | -5741 | -5702 | -5672 | -5648 | -5631 | -5618 | -5606 | -5591 | -5552 | -5482 | -5407 | -5329 | -5251 | -5174 | -5098 | -5024 | -4953 | -4885 | -4818 | -4752 | -4688 | -4625 | -4582 | -4555 | -4551 | -4568 | -4597 | -4635 | -4683 | -4738 | -4798 | -4856 | -4904 | -4959 | -5019 | -5082 | -5142 | -5196 | -5245 | -5289 | -5326 | -5357 | -5384 | -5411 | -5439 | -5469 | -5496 | -5515 | -5519 | -5506 | -5481 | -5446 | -5405 | -5360 | -5317 | -5282 | -5258 | -5222 | -5171 | -5110 | -5043 | -4973 | -4897 | -4818 | -4735 | -4648 | -4555 | -4457 | -4353 | -4247 | -4157 | -4087 | -4042 | -4020 | -4012 | -4013 | -4022 | -4035 | -4049 | -4054 | -4033 | -3999 | -3966 | -3935 | -3902 | -3871 | -3842 | -3816 | -3793 | -3775 | -3763 | -3754 | -3748 | -3743 | -3740 | -3743 | -3754 | -3777 | -3809 | -3846 | -3885 | -3926 | -3967 | -4007 | -4050 | -4102 | -4158 | -4217 | -4277 | -4338 | -4401 | -4464 | -4526 | -4589 | -4650 | -4711 | -4772 | -4834 | -4898 | -4966 | -5029 | -5089 | -5148 | -5203 | -5255 | -5304 | -5349 | -5389 | -5430 | -5469 | -5505 | -5539 | -5571 | -5601 | -5630 | -5659 | -5688 | -5718 | -5749 | -5782 | -5814 | -5844 | -5869 | -5883 | -5892 | -5897 | -5902 | -5907 | -5911 | -5915 | -5921 | -5928 | -5944 | -5965 | -5989 | -6017 | -6048 | -6083 | -6124 | -6171 | -6222 | -6278 | -6337 | -6399 | -6464 | -6534 | -6607 | -6676 | -6733 | -6779 | -6815 | -6848 | -6879 | -6910 | -6944 | -6983 | -7035 | -7096 | -7163 | -7238 | -7320 | -7409 | -7500 | -7593 | -7688 | -7785 | -7883 | -7982 | -8083 | -8185 | -8287 | -8378 | -8449 | -8508 | -8558 | -8599 | -8633 | -8663 | -8693 | -8724 | -8767 | -8822 | -8879 | -8939 | -9000 | -9063 | -9126 | -9191 | -9255 | -9321 | -9388 | -9459 | -9530 | -9600 | -9663 | -9718 | -9766 | -9801 | -9832 | -9863 | -9895 | -9929 | -9963 | -10003 | -10038 | -10050 | -10055 | -10053 | -10044 | -10027 | -10003 | -9973 | -9937 | -9897 | -9854 | -9808 | -9758 | -9703 | -9649 | -9603 | -9576 | -9576 | -9589 | -9611 | -9641 | -9676 | -9714 | -9745 | -9754 | -9760 | -9768 | -9778 | -9789 | -9799 | -9806 | -9811 | -9815 | -9814 | -9805 | -9789 | -9768 | -9746 | -9736 | -9754 | -9808 | -9887 | -9980 | -10081 | -10181 | -10273 | -10354 | -10421 | -10475 | -10523 | -10564 | -10597 | -10620 | -10636 | -10645 | -10649 | -10645 | -10638 | -10630 | -10621 | -10610 | -10594 | -10579 | -10566 | -10555 | -10545 | -10534 | -10522 | -10510 | -10499 | -10488 | -10476 | -10455 | -10424 | -10388 | -10347 | -10303 | -10257 | -10213 | -10169 | -10127 | -10086 | -10045 | -10004 | -9964 | -9928 | -9891 | -9853 | -9816 | -9780 | -9749 | -9723 | -9701 | -9681 | -9662 | -9645 | -9634 | -9623 | -9615 | -9608 | -9603 | -9601 | -9602 | -9606 | -9614 | -9623 | -9635 | -9650 | -9668 | -9688 | -9706 | -9707 | -9693 | -9665 | -9628 | -9584 | -9534 | -9482 | -9433 | -9390 | -9361 | -9338 | -9322 | -9309 | -9299 | -9290 | -9280 | -9269 | -9259 | -9249 | -9240 | -9230 | -9220 | -9208 | -9197 | -9189 | -9175 | -9152 | -9128 | -9107 | -9088 | -9071 | -9056 | -9044 | -9034 | -9021 | -9004 | -8984 | -8962 | -8942 | -8923 | -8906 | -8889 | -8873 | -8858 | -8841 | -8824 | -8808 | -8792 | -8780 | -8775 | -8770 | -8760 | -8746 | -8731 | -8714 | -8696 | -8679 | -8672 | -8669 | -8667 | -8667 | -8666 | -8664 | -8658 | -8650 | -8639 | -8625 | -8611 | -8600 | -8590 | -8581 | -8572 | -8560 | -8550 | -8542 | -8531 | -8520 | -8511 | -8503 | -8497 | -8490 | -8484 | -8476 | -8467 | -8459 | -8454 | -8451 | -8449 | -8449 | -8452 | -8454 | -8452 | -8447 | -8440 | -8434 | -8431 | -8435 | -8439 | -8441 | -8433 | -8416 | -8394 | -8371 | -8349 | -8333 | -8320 | -8309 | -8300 | -8288 | -8273 | -8258 | -8243 | -8229 | -8214 | -8200 | -8189 | -8177 | -8164 | -8146 | -8122 | -8087 | -8048 | -8014 | -7997 | -7994 | -7997 | -8002 | -8002 | -7988 | -7942 | -7886 | -7826 | -7765 | -7703 | -7642 | -7581 | -7522 | -7465 | -7414 | -7370 | -7332 | -7299 | -7270 | -7251 | -7228 | -7196 | -7152 | -7094 | -7028 | -6958 | -6889 | -6826 | -6793 | -6801 | -6824 | -6859 | -6904 | -6960 | -7022 | -7087 | -7152 | -7221 | -7290 | -7355 | -7415 | -7472 | -7529 | -7578 | -7620 | -7662 | -7697 | -7723 | -7741 | -7756 | -7769 | -7781 | -7793 | -7793 | -7786 | -7773 | -7749 | -7714 | -7669 | -7615 | -7556 | -7488 | -7414 | -7337 | -7260 | -7181 | -7101 | -7030 | -6968 | -6913 | -6872 | -6847 | -6832 | -6826 | -6825 | -6826 | -6821 | -6811 | -6800 | -6789 | -6783 | -6783 | -6791 | -6811 | -6838 | -6867 | -6899 | -6933 | -6966 | -6998 | -7026 | -7051 | -7085 | -7120 | -7147 | -7158 | -7154 | -7139 | -7117 | -7093 | -7083 | -7105 | -7133 | -7164 | -7199 | -7236 | -7273 | -7304 | -7332 | -7358 | -7381 | -7405 | -7430 | -7456 | -7485 | -7515 | -7546 | -7578 | -7612 | -7650 | -7685 | -7714 | -7738 | -7760 | -7783 | -7796 | -7805 | -7812 | -7818 | -7820 | -7818 | -7814 | -7807 | -7800 | -7795 | -7788 | -7782 | -7777 | -7774 | -7774 | -7777 | -7782 | -7792 | -7810 | -7835 | -7866 | -7901 | -7936 | -7960 | -7967 | -7970 | -7971 | -7968 | -7962 | -7957 | -7953 | -7950 | -7945 | -7935 | -7923 | -7909 | -7894 | -7877 | -7860 | -7838 | -7821 | -7807 | -7789 | -7771 | -7752 | -7732 | -7709 | -7682 | -7645 | -7608 | -7577 | -7553 | -7533 | -7515 | -7498 | -7483 | -7475 | -7473 | -7474 | -7476 | -7477 | -7476 | -7470 | -7462 | -7447 | -7431 | -7419 | -7410 | -7406 | -7406 | -7413 | -7430 | -7458 | -7483 | -7503 | -7518 | -7531 | -7543 | -7555 | -7568 | -7579 | -7587 | -7595 | -7604 | -7613 | -7623 | -7635 | -7657 | -7680 | -7698 | -7709 | -7712 | -7705 | -7690 | -7675 | -7672 | -7682 | -7698 | -7719 | -7744 | -7773 | -7802 | -7832 | -7860 | -7887 | -7916 | -7947 | -7981 | -8018 | -8058 | -8098 | -8127 | -8150 | -8169 | -8183 | -8193 | -8201 | -8206 | -8212 | -8212 | -8198 | -8191 | -8191 | -8193 | -8196 | -8203 | -8214 | -8229 | -8246 | -8263 | -8278 | -8292 | -8309 | -8329 | -8355 | -8380 | -8400 | -8421 | -8440 | -8454 | -8470 | -8488 | -8510 | -8540 | -8583 | -8630 | -8675 | -8718 | -8758 | -8795 | -8832 | -8869 | -8903 | -8937 | -8973 | -9009 | -9044 | -9079 | -9113 | -9145 | -9177 | -9204 | -9227 | -9246 | -9262 | -9276 | -9288 | -9295 | -9293 | -9290 | -9286 | -9278 | -9267 | -9252 | -9231 | -9206 | -9177 | -9143 | -9105 | -9061 | -9012 | -8957 | -8895 | -8834 | -8768 | -8703 | -8639 | -8578 | -8522 | -8473 | -8431 | -8382 | -8318 | -8239 | -8151 | -8059 | -7965 | -7869 | -7772 | -7676 | -7581 | -7491 | -7405 | -7324 | -7248 | -7177 | -7114 | -7050 | -6986 | -6924 | -6861 | -6801 | -6747 | -6694 | -6639 | -6591 | -6550 | -6512 | -6478 | -6444 | -6408 | -6370 | -6332 | -6292 | -6248 | -6201 | -6150 | -6096 | -6038 | -5975 | -5911 | -5852 | -5808 | -5773 | -5755 | -5748 | -5747 | -5751 | -5751 | -5736 | -5708 | -5667 | -5617 | -5561 | -5498 | -5430 | -5359 | -5285 | -5210 | -5132 | -5053 | -4973 | -4895 | -4818 | -4742 | -4674 | -4614 | -4564 | -4523 | -4486 | -4450 | -4410 | -4370 | -4318 | -4255 | -4192 | -4128 | -4064 | -4003 | -3948 | -3903 | -3874 | -3861 | -3865 | -3887 | -3925 | -3977 | -4037 | -4104 | -4164 | -4206 | -4243 | -4277 | -4312 | -4348 | -4381 | -4421 | -4483 | -4558 | -4637 | -4718 | -4804 | -4891 | -4973 | -5043 | -5095 | -5126 | -5137 | -5127 | -5100 | -5059 | -5009 | -4954 | -4910 | -4884 | -4865 | -4859 | -4869 | -4894 | -4933 | -4968 | -4973 | -4964 | -4958 | -4954 | -4951 | -4948 | -4949 | -4953 | -4963 | -4980 | -5006 | -5035 | -5065 | -5097 | -5128 | -5159 | -5191 | -5224 | -5256 | -5281 | -5293 | -5292 | -5282 | -5267 | -5260 | -5260 | -5260 | -5262 | -5266 | -5273 | -5284 | -5300 | -5321 | -5347 | -5377 | -5412 | -5453 | -5498 | -5547 | -5600 | -5649 | -5695 | -5738 | -5781 | -5829 | -5877 | -5926 | -5975 | -6035 | -6107 | -6183 | -6261 | -6342 | -6425 | -6507 | -6585 | -6657 | -6721 | -6777 | -6823 | -6862 | -6893 | -6916 | -6932 | -6947 | -6959 | -6967 | -6965 | -6953 | -6937 | -6918 | -6904 | -6899 | -6895 | -6893 | -6892 | -6886 | -6876 | -6866 | -6858 | -6853 | -6850 | -6849 | -6848 | -6846 | -6843 | -6842 | -6842 | -6844 | -6854 | -6874 | -6902 | -6936 | -6976 | -7023 | -7070 | -7090 | -7091 | -7083 | -7069 | -7056 | -7049 | -7049 | -7060 | -7081 | -7116 | -7164 | -7224 | -7291 | -7360 | -7429 | -7496 | -7567 | -7638 | -7708 | -7780 | -7857 | -7937 | -8013 | -8085 | -8156 | -8228 | -8299 | -8368 | -8431 | -8487 | -8531 | -8560 | -8571 | -8564 | -8536 | -8492 | -8435 | -8368 | -8294 | -8211 | -8124 | -8039 | -7960 | -7887 | -7814 | -7736 | -7648 | -7548 | -7436 | -7315 | -7195 | -7077 | -6963 | -6852 | -6748 | -6652 | -6569 | -6498 | -6442 | -6399 | -6366 | -6342 | -6329 | -6327 | -6330 | -6331 | -6330 | -6325 | -6318 | -6315 | -6321 | -6343 | -6389 | -6446 | -6502 | -6557 | -6607 | -6654 | -6695 | -6730 | -6757 | -6775 | -6782 | -6782 | -6778 | -6771 | -6760 | -6743 | -6725 | -6707 | -6690 | -6676 | -6665 | -6653 | -6641 | -6621 | -6576 | -6512 | -6441 | -6362 | -6274 | -6177 | -6075 | -5972 | -5870 | -5774 | -5687 | -5609 | -5539 | -5479 | -5431 | -5397 | -5379 | -5376 | -5381 | -5389 | -5397 | -5404 | -5411 | -5423 | -5455 | -5507 | -5567 | -5636 | -5715 | -5801 | -5889 | -5972 | -6047 | -6110 | -6163 | -6208 | -6244 | -6272 | -6292 | -6305 | -6307 | -6302 | -6297 | -6298 | -6304 | -6316 | -6333 | -6351 | -6359 | -6358 | -6353 | -6344 | -6334 | -6324 | -6319 | -6322 | -6337 | -6364 | -6401 | -6446 | -6500 | -6560 | -6625 | -6695 | -6771 | -6856 | -6949 | -7047 | -7153 | -7266 | -7380 | -7490 | -7597 | -7702 | -7815 | -7936 | -8068 | -8209 | -8358 | -8509 | -8658 | -8804 | -8945 | -9083 | -9214 | -9342 | -9466 | -9587 | -9703 | -9814 | -9918 | -10013 | -10098 | -10174 | -10247 | -10322 | -10409 | -10499 | -10584 | -10664 | -10740 | -10813 | -10885 | -10957 | -11029 | -11100 | -11169 | -11238 | -11307 | -11376 | -11445 | -11512 | -11577 | -11636 | -11690 | -11741 | -11792 | -11842 | -11892 | -11940 | -11985 | -12029 | -12073 | -12114 | -12149 | -12176 | -12197 | -12211 | -12224 | -12237 | -12254 | -12274 | -12297 | -12325 | -12357 | -12395 | -12433 | -12455 | -12464 | -12463 | -12452 | -12435 | -12417 | -12407 | -12424 | -12446 | -12466 | -12489 | -12517 | -12549 | -12583 | -12617 | -12653 | -12691 | -12729 | -12764 | -12794 | -12818 | -12833 | -12841 | -12842 | -12847 | -12853 | -12864 | -12882 | -12903 | -12928 | -12949 | -12946 | -12937 | -12924 | -12908 | -12886 | -12858 | -12827 | -12793 | -12755 | -12709 | -12656 | -12599 | -12538 | -12473 | -12405 | -12334 | -12266 | -12211 | -12171 | -12140 | -12110 | -12079 | -12043 | -12002 | -11951 | -11897 | -11841 | -11786 | -11732 | -11679 | -11626 | -11573 | -11523 | -11476 | -11433 | -11395 | -11363 | -11339 | -11322 | -11313 | -11309 | -11300 | -11287 | -11272 | -11254 | -11231 | -11206 | -11191 | -11196 | -11208 | -11224 | -11242 | -11263 | -11287 | -11315 | -11347 | -11382 | -11418 | -11456 | -11497 | -11539 | -11582 | -11626 | -11668 | -11709 | -11752 | -11791 | -11820 | -11843 | -11863 | -11882 | -11904 | -11930 | -11964 | -12005 | -12053 | -12106 | -12162 | -12220 | -12278 | -12336 | -12391 | -12444 | -12489 | -12526 | -12550 | -12561 | -12559 | -12545 | -12524 | -12500 | -12481 | -12470 | -12466 | -12465 | -12454 | -12425 | -12389 | -12345 | -12292 | -12232 | -12165 | -12092 | -12015 | -11935 | -11849 | -11758 | -11663 | -11567 | -11470 | -11374 | -11279 | -11185 | -11103 | -11031 | -10968 | -10909 | -10848 | -10780 | -10696 | -10583 | -10453 | -10312 | -10162 | -10004 | -9839 | -9674 | -9511 | -9355 | -9213 | -9087 | -8978 | -8882 | -8799 | -8727 | -8668 | -8622 | -8583 | -8547 | -8514 | -8484 | -8461 | -8444 | -8433 | -8429 | -8429 | -8430 | -8431 | -8436 | -8442 | -8441 | -8433 | -8420 | -8403 | -8384 | -8367 | -8352 | -8342 | -8337 | -8334 | -8331 | -8323 | -8313 | -8301 | -8285 | -8265 | -8247 | -8233 | -8224 | -8218 | -8216 | -8219 | -8224 | -8234 | -8251 | -8272 | -8292 | -8308 | -8315 | -8311 | -8297 | -8277 | -8253 | -8230 | -8208 | -8178 | -8140 | -8094 | -8039 | -7984 | -7934 | -7901 | -7896 | -7903 | -7921 | -7950 | -7991 | -8043 | -8105 | -8175 | -8252 | -8336 | -8425 | -8521 | -8621 | -8719 | -8812 | -8901 | -8986 | -9059 | -9122 | -9174 | -9218 | -9254 | -9289 | -9333 | -9394 | -9460 | -9526 | -9590 | -9652 | -9709 | -9759 | -9806 | -9850 | -9890 | -9927 | -9958 | -9980 | -9992 | -9997 | -9993 | -9978 | -9966 | -9960 | -9965 | -9983 | -10009 | -10033 | -10042 | -10034 | -10020 | -10004 | -9984 | -9961 | -9938 | -9913 | -9887 | -9858 | -9829 | -9800 | -9773 | -9754 | -9746 | -9747 | -9758 | -9781 | -9813 | -9848 | -9874 | -9889 | -9895 | -9900 | -9908 | -9917 | -9932 | -9947 | -9959 | -9969 | -9973 | -9973 | -9970 | -9965 | -9957 | -9948 | -9939 | -9925 | -9908 | -9887 | -9862 | -9831 | -9793 | -9748 | -9703 | -9660 | -9616 | -9569 | -9514 | -9446 | -9366 | -9280 | -9191 | -9100 | -9013 | -8928 | -8847 | -8773 | -8705 | -8642 | -8581 | -8522 | -8466 | -8414 | -8367 | -8327 | -8289 | -8255 | -8223 | -8188 | -8150 | -8116 | -8100 | -8100 | -8108 | -8124 | -8147 | -8178 | -8212 | -8251 | -8295 | -8342 | -8389 | -8435 | -8482 | -8532 | -8582 | -8632 | -8680 | -8729 | -8780 | -8830 | -8876 | -8920 | -8964 | -9009 | -9053 | -9098 | -9140 | -9180 | -9215 | -9245 | -9270 | -9287 | -9294 | -9290 | -9277 | -9259 | -9236 | -9213 | -9189 | -9165 | -9139 | -9111 | -9095 | -9098 | -9119 | -9157 | -9204 | -9251 | -9291 | -9334 | -9379 | -9426 | -9474 | -9526 | -9581 | -9643 | -9712 | -9786 | -9866 | -9949 | -10033 | -10118 | -10205 | -10294 | -10386 | -10481 | -10569 | -10646 | -10708 | -10759 | -10801 | -10843 | -10891 | -10944 | -10999 | -11056 | -11114 | -11174 | -11235 | -11296 | -11357 | -11415 | -11471 | -11521 | -11567 | -11604 | -11635 | -11661 | -11686 | -11705 | -11715 | -11720 | -11725 | -11735 | -11749 | -11762 | -11750 | -11698 | -11631 | -11554 | -11468 | -11372 | -11267 | -11152 | -11033 | -10913 | -10796 | -10684 | -10577 | -10479 | -10387 | -10299 | -10214 | -10135 | -10067 | -10003 | -9944 | -9886 | -9830 | -9779 | -9743 | -9725 | -9707 | -9687 | -9669 | -9653 | -9638 | -9625 | -9611 | -9594 | -9570 | -9538 | -9499 | -9456 | -9415 | -9378 | -9345 | -9319 | -9306 | -9302 | -9308 | -9319 | -9333 | -9348 | -9365 | -9382 | -9409 | -9445 | -9488 | -9538 | -9593 | -9654 | -9719 | -9790 | -9865 | -9947 | -10037 | -10132 | -10227 | -10319 | -10406 | -10482 | -10533 | -10567 | -10587 | -10595 | -10596 | -10596 | -10599 | -10612 | -10622 | -10628 | -10630 | -10626 | -10619 | -10608 | -10595 | -10580 | -10566 | -10549 | -10529 | -10503 | -10469 | -10431 | -10390 | -10352 | -10325 | -10300 | -10281 | -10264 | -10245 | -10225 | -10203 | -10173 | -10144 | -10112 | -10080 | -10048 | -10015 | -9983 | -9950 | -9915 | -9879 | -9842 | -9805 | -9769 | -9735 | -9699 | -9660 | -9615 | -9570 | -9530 | -9493 | -9462 | -9435 | -9406 | -9359 | -9292 | -9217 | -9138 | -9055 | -8967 | -8876 | -8783 | -8689 | -8592 | -8493 | -8391 | -8287 | -8181 | -8071 | -7962 | -7854 | -7751 | -7650 | -7551 | -7453 | -7353 | -7252 | -7153 | -7066 | -7003 | -6952 | -6911 | -6882 | -6860 | -6843 | -6828 | -6817 | -6811 | -6811 | -6817 | -6829 | -6847 | -6869 | -6894 | -6919 | -6941 | -6963 | -6985 | -7007 | -7031 | -7060 | -7092 | -7127 | -7159 | -7187 | -7212 | -7237 | -7261 | -7287 | -7315 | -7348 | -7383 | -7419 | -7456 | -7491 | -7526 | -7559 | -7590 | -7622 | -7656 | -7684 | -7702 | -7710 | -7707 | -7695 | -7680 | -7672 | -7671 | -7675 | -7682 | -7688 | -7693 | -7699 | -7707 | -7716 | -7726 | -7737 | -7748 | -7762 | -7778 | -7797 | -7820 | -7847 | -7876 | -7903 | -7931 | -7962 | -8000 | -8045 | -8089 | -8123 | -8145 | -8161 | -8170 | -8176 | -8180 | -8180 | -8176 | -8165 | -8147 | -8123 | -8095 | -8064 | -8029 | -7990 | -7948 | -7905 | -7866 | -7842 | -7832 | -7831 | -7836 | -7845 | -7855 | -7863 | -7867 | -7874 | -7881 | -7889 | -7894 | -7894 | -7889 | -7880 | -7868 | -7858 | -7851 | -7846 | -7844 | -7844 | -7845 | -7843 | -7834 | -7815 | -7787 | -7753 | -7716 | -7676 | -7635 | -7588 | -7538 | -7487 | -7436 | -7385 | -7340 | -7303 | -7276 | -7259 | -7252 | -7250 | -7251 | -7254 | -7257 | -7259 | -7262 | -7267 | -7275 | -7281 | -7282 | -7280 | -7280 | -7283 | -7295 | -7322 | -7373 | -7437 | -7511 | -7592 | -7677 | -7763 | -7845 | -7922 | -7993 | -8060 | -8123 | -8186 | -8249 | -8312 | -8373 | -8431 | -8485 | -8535 | -8584 | -8626 | -8653 | -8666 | -8667 | -8664 | -8646 | -8616 | -8575 | -8526 | -8473 | -8414 | -8356 | -8304 | -8257 | -8216 | -8179 | -8145 | -8114 | -8085 | -8059 | -8037 | -8020 | -8006 | -7997 | -7992 | -7997 | -8012 | -8035 | -8057 | -8072 | -8083 | -8090 | -8094 | -8094 | -8094 | -8089 | -8078 | -8062 | -8037 | -8005 | -7969 | -7928 | -7884 | -7841 | -7797 | -7753 | -7706 | -7655 | -7603 | -7548 | -7492 | -7434 | -7381 | -7347 | -7327 | -7319 | -7322 | -7334 | -7358 | -7392 | -7435 | -7486 | -7544 | -7605 | -7666 | -7727 | -7789 | -7849 | -7905 | -7959 | -8010 | -8060 | -8108 | -8156 | -8202 | -8246 | -8290 | -8329 | -8365 | -8397 | -8426 | -8452 | -8474 | -8494 | -8510 | -8524 | -8538 | -8554 | -8575 | -8600 | -8630 | -8663 | -8703 | -8749 | -8795 | -8838 | -8884 | -8929 | -8972 | -9018 | -9075 | -9137 | -9201 | -9264 | -9329 | -9394 | -9457 | -9516 | -9571 | -9622 | -9669 | -9714 | -9757 | -9800 | -9841 | -9879 | -9915 | -9948 | -9984 | -10024 | -10063 | -10102 | -10143 | -10179 | -10207 | -10224 | -10237 | -10247 | -10254 | -10258 | -10259 | -10259 | -10257 | -10256 | -10256 | -10258 | -10260 | -10261 | -10261 | -10262 | -10262 | -10262 | -10269 | -10282 | -10298 | -10321 | -10349 | -10383 | -10413 | -10447 | -10488 | -10535 | -10591 | -10653 | -10724 | -10801 | -10885 | -10973 | -11065 | -11155 | -11242 | -11322 | -11393 | -11454 | -11504 | -11541 | -11571 | -11597 | -11624 | -11653 | -11681 | -11702 | -11712 | -11714 | -11710 | -11697 | -11676 | -11644 | -11601 | -11548 | -11490 | -11428
2035 | 2015 | 0 | 30230.5126 | #DIV/0!
2040 | 2015 | 12375 | 29452.372 | 2.38 | -9879 | -9884 | -9891 | -9898 | -9907 | -9917 | -9930 | -9949 | -9966 | -9976 | -9980 | -9981 | -9980 | -9981 | -9985 | -9990 | -9996 | -10002 | -10007 | -10009 | -10008 | -10003 | -9995 | -9986 | -9977 | -9965 | -9949 | -9929 | -9905 | -9876 | -9837 | -9786 | -9734 | -9689 | -9646 | -9606 | -9568 | -9530 | -9489 | -9440 | -9389 | -9338 | -9289 | -9241 | -9196 | -9153 | -9113 | -9076 | -9043 | -9014 | -8991 | -8975 | -8966 | -8965 | -8971 | -8985 | -9005 | -9030 | -9062 | -9100 | -9139 | -9178 | -9213 | -9249 | -9281 | -9311 | -9335 | -9358 | -9380 | -9399 | -9420 | -9441 | -9460 | -9477 | -9492 | -9503 | -9511 | -9516 | -9521 | -9524 | -9526 | -9523 | -9514 | -9497 | -9478 | -9459 | -9447 | -9451 | -9464 | -9481 | -9504 | -9528 | -9549 | -9572 | -9592 | -9611 | -9631 | -9653 | -9677 | -9704 | -9736 | -9774 | -9815 | -9860 | -9901 | -9933 | -9958 | -9979 | -9998 | -10015 | -10035 | -10057 | -10078 | -10099 | -10121 | -10145 | -10170 | -10196 | -10225 | -10255 | -10285 | -10316 | -10346 | -10375 | -10402 | -10427 | -10451 | -10474 | -10488 | -10494 | -10496 | -10497 | -10498 | -10503 | -10516 | -10531 | -10546 | -10558 | -10569 | -10576 | -10582 | -10583 | -10580 | -10570 | -10552 | -10526 | -10492 | -10449 | -10398 | -10340 | -10275 | -10204 | -10143 | -10102 | -10075 | -10055 | -10039 | -10022 | -9994 | -9955 | -9914 | -9873 | -9834 | -9797 | -9763 | -9731 | -9700 | -9668 | -9636 | -9604 | -9572 | -9541 | -9509 | -9476 | -9441 | -9404 | -9371 | -9339 | -9308 | -9278 | -9248 | -9214 | -9169 | -9105 | -9036 | -8967 | -8897 | -8825 | -8755 | -8686 | -8620 | -8559 | -8502 | -8449 | -8399 | -8350 | -8302 | -8257 | -8214 | -8171 | -8127 | -8082 | -8034 | -7983 | -7928 | -7869 | -7807 | -7743 | -7677 | -7608 | -7539 | -7471 | -7400 | -7321 | -7233 | -7134 | -7025 | -6911 | -6791 | -6670 | -6546 | -6420 | -6294 | -6172 | -6057 | -5950 | -5850 | -5759 | -5675 | -5600 | -5537 | -5493 | -5468 | -5460 | -5467 | -5489 | -5526 | -5580 | -5654 | -5747 | -5860 | -5987 | -6128 | -6282 | -6447 | -6620 | -6798 | -6977 | -7148 | -7312 | -7470 | -7624 | -7778 | -7930 | -8077 | -8213 | -8333 | -8436 | -8521 | -8588 | -8639 | -8676 | -8699 | -8709 | -8708 | -8696 | -8675 | -8646 | -8609 | -8567 | -8522 | -8478 | -8438 | -8405 | -8374 | -8343 | -8309 | -8272 | -8231 | -8188 | -8145 | -8101 | -8059 | -8020 | -7984 | -7952 | -7924 | -7899 | -7879 | -7862 | -7849 | -7839 | -7831 | -7824 | -7818 | -7809 | -7783 | -7738 | -7677 | -7602 | -7523 | -7449 | -7389 | -7344 | -7306 | -7271 | -7237 | -7202 | -7168 | -7137 | -7109 | -7085 | -7062 | -7042 | -7021 | -7002 | -6990 | -6986 | -6989 | -6999 | -7025 | -7065 | -7120 | -7190 | -7269 | -7352 | -7432 | -7506 | -7580 | -7658 | -7743 | -7839 | -7939 | -8040 | -8137 | -8228 | -8313 | -8392 | -8467 | -8535 | -8587 | -8624 | -8648 | -8662 | -8668 | -8669 | -8662 | -8645 | -8615 | -8571 | -8518 | -8462 | -8402 | -8338 | -8265 | -8185 | -8100 | -8015 | -7933 | -7857 | -7789 | -7727 | -7671 | -7625 | -7593 | -7572 | -7562 | -7558 | -7551 | -7544 | -7541 | -7545 | -7559 | -7585 | -7621 | -7670 | -7722 | -7775 | -7831 | -7891 | -7952 | -8015 | -8076 | -8134 | -8190 | -8243 | -8295 | -8344 | -8392 | -8438 | -8483 | -8529 | -8584 | -8643 | -8699 | -8749 | -8796 | -8840 | -8886 | -8944 | -9008 | -9076 | -9146 | -9217 | -9287 | -9356 | -9425 | -9493 | -9560 | -9623 | -9682 | -9737 | -9787 | -9833 | -9877 | -9916 | -9946 | -9965 | -9979 | -9991 | -10004 | -10019 | -10038 | -10058 | -10077 | -10095 | -10112 | -10129 | -10146 | -10165 | -10184 | -10203 | -10223 | -10245 | -10269 | -10294 | -10318 | -10341 | -10363 | -10382 | -10394 | -10406 | -10420 | -10434 | -10449 | -10467 | -10482 | -10485 | -10484 | -10480 | -10473 | -10461 | -10445 | -10426 | -10404 | -10381 | -10358 | -10336 | -10314 | -10294 | -10277 | -10263 | -10250 | -10240 | -10239 | -10243 | -10252 | -10265 | -10280 | -10293 | -10299 | -10306 | -10314 | -10321 | -10330 | -10340 | -10353 | -10367 | -10385 | -10406 | -10429 | -10454 | -10480 | -10507 | -10534 | -10560 | -10585 | -10606 | -10620 | -10629 | -10631 | -10629 | -10624 | -10620 | -10620 | -10631 | -10643 | -10652 | -10659 | -10665 | -10669 | -10669 | -10666 | -10659 | -10650 | -10638 | -10625 | -10611 | -10598 | -10586 | -10574 | -10565 | -10561 | -10561 | -10564 | -10567 | -10572 | -10577 | -10576 | -10561 | -10546 | -10533 | -10523 | -10514 | -10507 | -10502 | -10497 | -10491 | -10485 | -10481 | -10480 | -10481 | -10483 | -10484 | -10488 | -10492 | -10496 | -10503 | -10513 | -10524 | -10533 | -10541 | -10549 | -10564 | -10583 | -10604 | -10627 | -10651 | -10676 | -10702 | -10729 | -10756 | -10783 | -10810 | -10835 | -10858 | -10879 | -10898 | -10916 | -10931 | -10943 | -10953 | -10963 | -10973 | -10982 | -10988 | -10988 | -10975 | -10954 | -10926 | -10893 | -10854 | -10812 | -10767 | -10721 | -10674 | -10624 | -10572 | -10519 | -10468 | -10417 | -10367 | -10317 | -10270 | -10231 | -10196 | -10163 | -10134 | -10110 | -10089 | -10070 | -10051 | -10034 | -10018 | -10003 | -9988 | -9973 | -9959 | -9949 | -9940 | -9934 | -9930 | -9926 | -9922 | -9918 | -9915 | -9912 | -9909 | -9904 | -9901 | -9898 | -9897 | -9897 | -9897 | -9893 | -9881 | -9863 | -9845 | -9828 | -9811 | -9794 | -9777 | -9756 | -9731 | -9704 | -9677 | -9651 | -9627 | -9604 | -9584 | -9563 | -9544 | -9530 | -9518 | -9507 | -9494 | -9480 | -9465 | -9454 | -9453 | -9462 | -9473 | -9483 | -9492 | -9502 | -9514 | -9530 | -9548 | -9567 | -9586 | -9602 | -9616 | -9627 | -9634 | -9640 | -9644 | -9643 | -9637 | -9625 | -9611 | -9597 | -9585 | -9574 | -9558 | -9543 | -9527 | -9510 | -9493 | -9478 | -9463 | -9450 | -9442 | -9439 | -9440 | -9447 | -9458 | -9472 | -9490 | -9509 | -9526 | -9540 | -9553 | -9569 | -9587 | -9604 | -9619 | -9632 | -9645 | -9656 | -9670 | -9685 | -9700 | -9712 | -9723 | -9731 | -9736 | -9739 | -9740 | -9741 | -9741 | -9743 | -9747 | -9754 | -9767 | -9787 | -9812 | -9839 | -9867 | -9894 | -9922 | -9952 | -9997 | -10054 | -10115 | -10177 | -10240 | -10303 | -10362 | -10417 | -10468 | -10514 | -10554 | -10589 | -10619 | -10645 | -10669 | -10690 | -10706 | -10711 | -10706 | -10696 | -10683 | -10669 | -10655 | -10641 | -10627 | -10611 | -10594 | -10581 | -10573 | -10571 | -10574 | -10582 | -10596 | -10614 | -10639 | -10666 | -10696 | -10726 | -10755 | -10780 | -10802 | -10813 | -10819 | -10823 | -10827 | -10832 | -10838 | -10844 | -10850 | -10852 | -10849 | -10840 | -10826 | -10806 | -10783 | -10756 | -10726 | -10693 | -10657 | -10619 | -10579 | -10538 | -10496 | -10453 | -10415 | -10392 | -10383 | -10381 | -10383 | -10384 | -10387 | -10387 | -10382 | -10379 | -10381 | -10388 | -10399 | -10413 | -10431 | -10450 | -10472 | -10497 | -10525 | -10556 | -10591 | -10628 | -10669 | -10713 | -10758 | -10795 | -10820 | -10835 | -10845 | -10853 | -10861 | -10869 | -10886 | -10909 | -10935 | -10966 | -10999 | -11033 | -11068 | -11105 | -11145 | -11187 | -11229 | -11274 | -11320 | -11368 | -11415 | -11460 | -11501 | -11529 | -11550 | -11568 | -11586 | -11603 | -11619 | -11637 | -11659 | -11683 | -11707 | -11728 | -11747 | -11766 | -11786 | -11804 | -11818 | -11829 | -11835 | -11836 | -11830 | -11819 | -11805 | -11788 | -11771 | -11761 | -11757 | -11759 | -11767 | -11776 | -11785 | -11792 | -11786 | -11769 | -11748 | -11728 | -11713 | -11701 | -11691 | -11683 | -11676 | -11670 | -11667 | -11667 | -11670 | -11674 | -11679 | -11685 | -11690 | -11700 | -11715 | -11727 | -11729 | -11727 | -11723 | -11722 | -11729 | -11749 | -11778 | -11812 | -11849 | -11886 | -11924 | -11961 | -12001 | -12043 | -12085 | -12127 | -12170 | -12215 | -12260 | -12306 | -12345 | -12368 | -12375 | -12370 | -12355 | -12335 | -12311 | -12280 | -12241 | -12191 | -12129 | -12052 | -11963 | -11863 | -11754 | -11635 | -11508 | -11374 | -11237 | -11100 | -10962 | -10826 | -10692 | -10562 | -10443 | -10344 | -10265 | -10207 | -10172 | -10150 | -10138 | -10134 | -10138 | -10153 | -10177 | -10205 | -10238 | -10273 | -10310 | -10346 | -10381 | -10412 | -10438 | -10456 | -10467 | -10468 | -10460 | -10445 | -10429 | -10419 | -10414 | -10408 | -10396 | -10378 | -10352 | -10318 | -10264 | -10187 | -10101 | -10014 | -9926 | -9837 | -9750 | -9668 | -9594 | -9526 | -9465 | -9409 | -9361 | -9320 | -9285 | -9256 | -9227 | -9194 | -9162 | -9129 | -9097 | -9066 | -9037 | -9012 | -9000 | -9000 | -9004 | -9011 | -9022 | -9037 | -9058 | -9081 | -9105 | -9128 | -9152 | -9178 | -9206 | -9237 | -9269 | -9303 | -9328 | -9343 | -9355 | -9367 | -9375 | -9381 | -9385 | -9388 | -9404 | -9439 | -9483 | -9529 | -9576 | -9622 | -9667 | -9709 | -9750 | -9792 | -9835 | -9878 | -9921 | -9964 | -10006 | -10046 | -10083 | -10119 | -10144 | -10160 | -10170 | -10178 | -10186 | -10195 | -10208 | -10218 | -10226 | -10232 | -10237 | -10240 | -10242 | -10244 | -10247 | -10252 | -10257 | -10263 | -10268 | -10274 | -10280 | -10287 | -10292 | -10292 | -10285 | -10272 | -10252 | -10230 | -10207 | -10187 | -10173 | -10161 | -10145 | -10127 | -10106 | -10083 | -10061 | -10039 | -10019 | -9998 | -9976 | -9953 | -9929 | -9902 | -9874 | -9845 | -9818 | -9798 | -9780 | -9759 | -9738 | -9718 | -9700 | -9682 | -9663 | -9645 | -9630 | -9619 | -9612 | -9611 | -9614 | -9619 | -9626 | -9636 | -9651 | -9668 | -9686 | -9705 | -9723 | -9741 | -9755 | -9766 | -9776 | -9789 | -9804 | -9820 | -9835 | -9848 | -9857 | -9863 | -9865 | -9865 | -9864 | -9860 | -9856 | -9852 | -9846 | -9837 | -9824 | -9806 | -9786 | -9766 | -9746 | -9726 | -9708 | -9695 | -9686 | -9681 | -9678 | -9676 | -9674 | -9673 | -9674 | -9684 | -9702 | -9721 | -9738 | -9753 | -9763 | -9769 | -9771 | -9772 | -9773 | -9772 | -9772 | -9771 | -9769 | -9765 | -9764 | -9770 | -9784 | -9800 | -9817 | -9833 | -9849 | -9863 | -9867 | -9851 | -9825 | -9795 | -9765 | -9738 | -9714 | -9691 | -9667 | -9641 | -9616 | -9594 | -9575 | -9558 | -9543 | -9530 | -9520 | -9509 | -9496 | -9481 | -9462 | -9442 | -9422 | -9404 | -9394 | -9405 | -9426 | -9448 | -9470 | -9488 | -9506 | -9527 | -9551 | -9579 | -9609 | -9638 | -9665 | -9690 | -9714 | -9735 | -9754 | -9767 | -9778 | -9788 | -9801 | -9816 | -9829 | -9841 | -9847 | -9849 | -9850 | -9853 | -9862 | -9874 | -9887 | -9898 | -9906 | -9911 | -9911 | -9908 | -9900 | -9889 | -9876 | -9857 | -9827 | -9785 | -9734 | -9673 | -9610 | -9547 | -9486 | -9431 | -9379 | -9314 | -9244 | -9168 | -9088 | -9004 | -8919 | -8835 | -8752 | -8671 | -8595 | -8522 | -8455 | -8392 | -8334 | -8282 | -8247 | -8231 | -8234 | -8252 | -8283 | -8324 | -8369 | -8411 | -8443 | -8474 | -8512 | -8554 | -8600 | -8646 | -8691 | -8735 | -8778 | -8823 | -8867 | -8912 | -8956 | -8999 | -9040 | -9082 | -9120 | -9155 | -9186 | -9211 | -9230 | -9244 | -9252 | -9256 | -9260 | -9276 | -9293 | -9306 | -9318 | -9331 | -9346 | -9364 | -9381 | -9394 | -9405 | -9412 | -9418 | -9422 | -9425 | -9424 | -9425 | -9429 | -9441 | -9466 | -9498 | -9533 | -9566 | -9596 | -9607 | -9588 | -9557 | -9522 | -9485 | -9446 | -9407 | -9367 | -9331 | -9299 | -9269 | -9240 | -9214 | -9191 | -9172 | -9155 | -9135 | -9110 | -9080 | -9045 | -9007 | -8967 | -8929 | -8896 | -8874 | -8868 | -8871 | -8882 | -8898 | -8917 | -8937 | -8954 | -8969 | -8981 | -8991 | -9001 | -9011 | -9021 | -9030 | -9041 | -9052 | -9061 | -9061 | -9052 | -9038 | -9024 | -9011 | -9000 | -8995 | -8988 | -8979 | -8969 | -8958 | -8949 | -8941 | -8936 | -8933 | -8931 | -8931 | -8931 | -8934 | -8940 | -8949 | -8953 | -8938 | -8912 | -8874 | -8835 | -8796 | -8756 | -8713 | -8671 | -8635 | -8619 | -8614 | -8609 | -8603 | -8596 | -8588 | -8580 | -8575 | -8572 | -8572 | -8572 | -8571 | -8566 | -8557 | -8545 | -8548 | -8565 | -8596 | -8634 | -8675 | -8720 | -8767 | -8812 | -8849 | -8867 | -8882 | -8899 | -8918 | -8940 | -8965 | -8993 | -9019 | -9043 | -9064 | -9083 | -9101 | -9119 | -9139 | -9164 | -9189 | -9202 | -9210 | -9214 | -9217 | -9215 | -9208 | -9199 | -9189 | -9199 | -9215 | -9233 | -9249 | -9259 | -9259 | -9251 | -9239 | -9225 | -9208 | -9187 | -9160 | -9127 | -9084 | -9034 | -8987 | -8953 | -8930 | -8908 | -8884 | -8859 | -8832 | -8802 | -8762 | -8694 | -8618 | -8537 | -8454 | -8372 | -8292 | -8210 | -8124 | -8032 | -7937 | -7847 | -7767 | -7700 | -7651 | -7619 | -7594 | -7574 | -7559 | -7551 | -7551 | -7559 | -7575 | -7600 | -7632 | -7665 | -7698 | -7736 | -7776 | -7820 | -7871 | -7930 | -8001 | -8085 | -8179 | -8276 | -8371 | -8462 | -8546 | -8615 | -8664 | -8689 | -8696 | -8697 | -8695 | -8691 | -8684 | -8670 | -8655 | -8646 | -8636 | -8621 | -8602 | -8583 | -8566 | -8548 | -8529 | -8511 | -8496 | -8487 | -8481 | -8478 | -8478 | -8478 | -8484 | -8495 | -8510 | -8525 | -8542 | -8562 | -8583 | -8604 | -8625 | -8650 | -8683 | -8719 | -8755 | -8787 | -8813 | -8833 | -8848 | -8859 | -8862 | -8854 | -8839 | -8817 | -8791 | -8769 | -8759 | -8766 | -8781 | -8795 | -8801 | -8798 | -8789 | -8778 | -8766 | -8759 | -8756 | -8753 | -8752 | -8756 | -8766 | -8781 | -8801 | -8821 | -8841 | -8861 | -8879 | -8894 | -8908 | -8912 | -8899 | -8868 | -8823 | -8774 | -8728 | -8689 | -8655 | -8622 | -8591 | -8559 | -8522 | -8488 | -8460 | -8436 | -8416 | -8402 | -8391 | -8383 | -8376 | -8371 | -8369 | -8369 | -8373 | -8373 | -8368 | -8357 | -8331 | -8299 | -8260 | -8211 | -8156 | -8101 | -8052 | -8015 | -7986 | -7957 | -7929 | -7902 | -7870 | -7833 | -7796 | -7759 | -7725 | -7697 | -7672 | -7651 | -7631 | -7610 | -7581 | -7550 | -7511 | -7461 | -7405 | -7347 | -7292 | -7239 | -7194 | -7154 | -7116 | -7077 | -7035 | -6996 | -6962 | -6934 | -6909 | -6882 | -6850 | -6816 | -6783 | -6748 | -6710 | -6675 | -6654 | -6644 | -6650 | -6666 | -6687 | -6710 | -6732 | -6749 | -6753 | -6750 | -6754 | -6770 | -6792 | -6814 | -6830 | -6841 | -6849 | -6857 | -6864 | -6868 | -6869 | -6869 | -6869 | -6867 | -6864 | -6864 | -6871 | -6881 | -6898 | -6922 | -6951 | -6985 | -7022 | -7049 | -7071 | -7083 | -7090 | -7099 | -7112 | -7129 | -7147 | -7168 | -7194 | -7223 | -7254 | -7285 | -7319 | -7365 | -7423 | -7480 | -7537 | -7596 | -7651 | -7702 | -7748 | -7791 | -7831 | -7876 | -7931 | -7990 | -8051 | -8111 | -8168 | -8220 | -8270 | -8315 | -8355 | -8390 | -8425 | -8458 | -8489 | -8507 | -8511 | -8506 | -8496 | -8484 | -8473 | -8465 | -8459 | -8455 | -8452 | -8448 | -8450 | -8453 | -8456 | -8460 | -8465 | -8472 | -8481 | -8494 | -8511 | -8531 | -8554 | -8576 | -8598 | -8621 | -8641 | -8658 | -8681 | -8709 | -8740 | -8771 | -8803 | -8835 | -8867 | -8891 | -8905 | -8912 | -8915 | -8915 | -8911 | -8905 | -8895 | -8882 | -8869 | -8854 | -8837 | -8819 | -8798 | -8777 | -8764 | -8762 | -8771 | -8788 | -8811 | -8837 | -8864 | -8888 | -8907 | -8913 | -8904 | -8894 | -8883 | -8870 | -8855 | -8839 | -8821 | -8799 | -8773 | -8745 | -8716 | -8686 | -8657 | -8635 | -8621 | -8609 | -8589 | -8562 | -8528 | -8490 | -8448 | -8405 | -8364 | -8330 | -8304 | -8282 | -8263 | -8246 | -8229 | -8213 | -8201 | -8193 | -8188 | -8185 | -8182 | -8178 | -8173 | -8161 | -8138 | -8099 | -8044 | -7977 | -7901 | -7820 | -7735 | -7650 | -7566 | -7494 | -7428 | -7363 | -7300 | -7238 | -7182 | -7133 | -7090 | -7048 | -7007 | -6967 | -6929 | -6895 | -6867 | -6830 | -6782 | -6730 | -6674 | -6612 | -6550 | -6490 | -6430 | -6373 | -6320 | -6276 | -6241 | -6210 | -6183 | -6158 | -6133 | -6108 | -6081 | -6057 | -6037 | -6021 | -6010 | -6004 | -5999 | -5991 | -5985 | -5981 | -5978 | -5978 | -5980 | -5986 | -5995 | -6008 | -6022 | -6037 | -6057 | -6076 | -6096 | -6118 | -6139 | -6160 | -6180 | -6200 | -6220 | -6240 | -6259 | -6277 | -6291 | -6310 | -6342 | -6379 | -6423 | -6475 | -6528 | -6581 | -6629 | -6674 | -6716 | -6753 | -6791 | -6834 | -6875 | -6912 | -6946 | -6977 | -7005 | -7031 | -7057 | -7085 | -7115 | -7148 | -7183 | -7209 | -7227 | -7239 | -7246 | -7257 | -7268 | -7280 | -7294 | -7311 | -7328 | -7340 | -7349 | -7356 | -7362 | -7369 | -7375 | -7382 | -7391 | -7400 | -7408 | -7412 | -7410 | -7403 | -7391 | -7388 | -7392 | -7413 | -7457 | -7507 | -7566 | -7633 | -7707 | -7785 | -7861 | -7917 | -7952 | -7980 | -8003 | -8021 | -8037 | -8050 | -8062 | -8075 | -8091 | -8111 | -8134 | -8164 | -8201 | -8247 | -8290 | -8333 | -8374 | -8412 | -8443 | -8464 | -8477 | -8483 | -8486 | -8495 | -8526 | -8565 | -8609 | -8658 | -8711 | -8767 | -8822 | -8873 | -8919 | -8955 | -8982 | -8999 | -9006 | -8999 | -8981 | -8944 | -8893 | -8839 | -8782 | -8726 | -8670 | -8614 | -8559 | -8506 | -8441 | -8373 | -8302 | -8229 | -8155 | -8081 | -8008 | -7938 | -7870 | -7807 | -7748 | -7692 | -7640 | -7590 | -7547 | -7506 | -7465 | -7424 | -7389 | -7357 | -7329 | -7301 | -7272 | -7236 | -7196 | -7166 | -7144 | -7126 | -7107 | -7086 | -7063 | -7039 | -7013 | -6986 | -6961 | -6938 | -6913 | -6883 | -6851 | -6822 | -6794 | -6766 | -6740 | -6716 | -6696 | -6682 | -6680 | -6686 | -6685 | -6671 | -6644 | -6614 | -6584 | -6555 | -6527 | -6499 | -6472 | -6446 | -6419 | -6391 | -6367 | -6369 | -6394 | -6445 | -6514 | -6596 | -6681 | -6767 | -6850 | -6929 | -6997 | -7054 | -7110 | -7165 | -7219 | -7268 | -7311 | -7347 | -7378 | -7406 | -7431 | -7452 | -7470 | -7486 | -7500 | -7506 | -7503 | -7496 | -7490 | -7481 | -7470 | -7458 | -7445 | -7434 | -7423 | -7411 | -7402 | -7401 | -7404 | -7414 | -7431 | -7452 | -7479 | -7509 | -7546 | -7586 | -7630 | -7676 | -7719 | -7743 | -7753 | -7743 | -7720 | -7690 | -7658 | -7625 | -7592 | -7562 | -7534 | -7510 | -7480 | -7437 | -7380 | -7310 | -7228 | -7136 | -7033 | -6920 | -6796 | -6666 | -6530 | -6391 | -6255 | -6144 | -6055 | -6000 | -5968 | -5953 | -5953 | -5963 | -5978 | -5989 | -5989 | -5970 | -5928 | -5881 | -5836 | -5801 | -5777 | -5766 | -5767 | -5782 | -5810 | -5848 | -5895 | -5948 | -6003 | -6061 | -6119 | -6175 | -6229 | -6281 | -6329 | -6373 | -6414 | -6456 | -6506 | -6567 | -6650 | -6757 | -6877 | -6998 | -7109 | -7209 | -7299 | -7375 | -7426 | -7448 | -7445 | -7422 | -7382 | -7334 | -7284 | -7236 | -7191 | -7148 | -7108 | -7071 | -7037 | -7008 | -6985 | -6964 | -6939 | -6904 | -6865 | -6828 | -6799 | -6780 | -6768 | -6767 | -6787 | -6830 | -6895 | -6977 | -7071 | -7170 | -7269 | -7361 | -7446 | -7525 | -7598 | -7668 | -7736 | -7800 | -7858 | -7912 | -7964 | -8011 | -8051 | -8086 | -8116 | -8138 | -8153 | -8160 | -8164 | -8164 | -8162 | -8161 | -8160 | -8166 | -8179 | -8197 | -8217 | -8237 | -8254 | -8264 | -8268 | -8265 | -8258 | -8251 | -8253 | -8268 | -8290 | -8319 | -8353 | -8394 | -8441 | -8493 | -8548 | -8605 | -8661 | -8715 | -8756 | -8769 | -8753 | -8717 | -8671 | -8617 | -8558 | -8496 | -8433 | -8372 | -8316 | -8265 | -8226 | -8185 | -8143 | -8103 | -8066 | -8034 | -8007 | -7983 | -7959 | -7934 | -7909 | -7888 | -7872 | -7872 | -7888 | -7915 | -7950 | -7988 | -8028 | -8070 | -8113 | -8154 | -8192 | -8227 | -8262 | -8307 | -8352 | -8397 | -8445 | -8495 | -8547 | -8602 | -8661 | -8722 | -8783 | -8839 | -8884 | -8912 | -8909 | -8878 | -8838 | -8801 | -8769 | -8738 | -8709 | -8680 | -8653 | -8630 | -8619 | -8613 | -8608 | -8600 | -8588 | -8572 | -8552 | -8527 | -8498 | -8467 | -8437 | -8410 | -8381 | -8351 | -8334 | -8335 | -8343 | -8352 | -8361 | -8366 | -8369 | -8369 | -8365 | -8357 | -8346 | -8336 | -8327 | -8319 | -8315 | -8312 | -8309 | -8306 | -8305 | -8312 | -8323 | -8337 | -8347 | -8344 | -8329 | -8291 | -8240 | -8183 | -8122 | -8063 | -8006 | -7952 | -7904 | -7859 | -7805 | -7744 | -7683 | -7622 | -7560 | -7497 | -7432 | -7367 | -7299 | -7222 | -7140 | -7057 | -6988 | -6942 | -6919 | -6917 | -6918 | -6912 | -6900 | -6881 | -6856 | -6824 | -6788 | -6749 | -6712 | -6681 | -6653 | -6628 | -6604 | -6583 | -6565 | -6549 | -6537 | -6528 | -6520 | -6508 | -6487 | -6456 | -6407 | -6340 | -6258 | -6173 | -6088 | -6004 | -5921 | -5841 | -5761 | -5682 | -5596 | -5505 | -5421 | -5341 | -5267 | -5196 | -5129 | -5066 | -5006 | -4950 | -4902 | -4865 | -4833 | -4781 | -4730 | -4669 | -4603 | -4540 | -4481 | -4426 | -4374 | -4324 | -4276 | -4237 | -4209 | -4188 | -4171 | -4154 | -4133 | -4110 | -4085 | -4057 | -4026 | -3992 | -3952 | -3903 | -3851 | -3822 | -3798 | -3797 | -3815 | -3847 | -3891 | -3947 | -4015 | -4091 | -4172 | -4252 | -4319 | -4379 | -4434 | -4489 | -4546 | -4603 | -4662 | -4726 | -4791 | -4860 | -4930 | -5002 | -5075 | -5144 | -5206 | -5263 | -5315 | -5360 | -5396 | -5421 | -5434 | -5438 | -5436 | -5430 | -5436 | -5441 | -5435 | -5416 | -5386 | -5349 | -5303 | -5253 | -5204 | -5157 | -5115 | -5081 | -5053 | -5036 | -5036 | -5053 | -5080 | -5112 | -5150 | -5191 | -5237 | -5286 | -5338 | -5389 | -5435 | -5494 | -5566 | -5643 | -5722 | -5800 | -5877 | -5952 | -6026 | -6098 | -6164 | -6220 | -6259 | -6279 | -6279 | -6257 | -6220 | -6169 | -6106 | -6031 | -5947 | -5858 | -5766 | -5675 | -5589 | -5500 | -5409 | -5320 | -5236 | -5157 | -5083 | -5012 | -4942 | -4869 | -4796 | -4723 | -4646 | -4561 | -4476 | -4382 | -4285 | -4190 | -4102 | -4020 | -3944 | -3873 | -3808 | -3751 | -3707 | -3668 | -3633 | -3603 | -3578 | -3562 | -3553 | -3546 | -3541 | -3540 | -3542 | -3547 | -3559 | -3588 | -3630 | -3692 | -3767 | -3846 | -3929 | -4015 | -4104 | -4198 | -4296 | -4392 | -4469 | -4533 | -4591 | -4644 | -4689 | -4728 | -4762 | -4792 | -4820 | -4847 | -4872 | -4896 | -4927 | -4968 | -5015 | -5073 | -5140 | -5212 | -5288 | -5366 | -5444 | -5519 | -5589 | -5651 | -5706 | -5765 | -5826 | -5889 | -5956 | -6023 | -6091 | -6161 | -6230 | -6300 | -6368 | -6433 | -6492 | -6542 | -6576 | -6605 | -6633 | -6657 | -6677 | -6692 | -6702 | -6708 | -6709 | -6709 | -6722 | -6748 | -6772 | -6792 | -6808 | -6825 | -6841 | -6858 | -6873 | -6886 | -6900 | -6915 | -6918 | -6917 | -6909 | -6887 | -6857 | -6820 | -6778 | -6731 | -6682 | -6632 | -6580 | -6529 | -6485 | -6445 | -6407 | -6371 | -6335 | -6299 | -6262 | -6224 | -6188 | -6155 | -6123 | -6088 | -6049 | -6005 | -5961 | -5911 | -5860 | -5809 | -5761 | -5715 | -5671 | -5629 | -5589 | -5554 | -5520 | -5489 | -5460 | -5436 | -5415 | -5395 | -5376 | -5357 | -5336 | -5314 | -5290 | -5267 | -5246 | -5227 | -5204 | -5178 | -5148 | -5113 | -5078 | -5044 | -5013 | -4985 | -4961 | -4943 | -4925 | -4907 | -4893 | -4884 | -4876 | -4870 | -4865 | -4861 | -4856 | -4849 | -4841 | -4835 | -4841 | -4864 | -4906 | -4967 | -5038 | -5114 | -5192 | -5268 | -5342 | -5414 | -5483 | -5545 | -5592 | -5631 | -5670 | -5707 | -5745 | -5781 | -5817 | -5851 | -5882 | -5913 | -5943 | -5972 | -5996 | -6015 | -6020 | -6019 | -6015 | -6006 | -5995 | -5981 | -5965 | -5946 | -5923 | -5896 | -5870 | -5846 | -5821 | -5791 | -5756 | -5719 | -5683 | -5651 | -5624 | -5602 | -5584 | -5568 | -5536 | -5495 | -5447 | -5386 | -5322 | -5258 | -5197 | -5137 | -5077 | -5017 | -4957 | -4898 | -4845 | -4776 | -4702 | -4630 | -4564 | -4500 | -4436 | -4369 | -4297 | -4220 | -4140 | -4055 | -3987 | -3938 | -3922 | -3931 | -3953 | -3984 | -4024 | -4070 | -4122 | -4178 | -4239 | -4297 | -4334 | -4364 | -4391 | -4407 | -4414 | -4410 | -4401 | -4390 | -4377 | -4363 | -4348 | -4332 | -4319 | -4305 | -4281 | -4253 | -4227 | -4200 | -4173 | -4148 | -4125 | -4103 | -4080 | -4057 | -4038 | -4013 | -3993 | -3978 | -3967 | -3958 | -3949 | -3941 | -3935 | -3934 | -3940 | -3952 | -3969 | -3994 | -4029 | -4071 | -4122 | -4179 | -4241 | -4309 | -4382 | -4462 | -4546 | -4632 | -4717 | -4799 | -4880 | -4962 | -5047 | -5139 | -5236 | -5339 | -5445 | -5550 | -5652 | -5755 | -5858 | -5955 | -6045 | -6132 | -6211 | -6285 | -6353 | -6414 | -6463 | -6502 | -6533 | -6559 | -6587 | -6636 | -6693 | -6748 | -6798 | -6843 | -6883 | -6921 | -6958 | -6996 | -7035 | -7071 | -7079 | -7068 | -7032 | -6984 | -6931 | -6875 | -6816 | -6755 | -6695 | -6636 | -6580 | -6527 | -6479 | -6419 | -6350 | -6277 | -6202 | -6128 | -6052 | -5973 | -5892 | -5810 | -5728 | -5647 | -5585 | -5537 | -5512 | -5499 | -5494 | -5495 | -5501 | -5512 | -5527 | -5545 | -5566 | -5588 | -5603 | -5614 | -5628 | -5644 | -5660 | -5677 | -5693 | -5711 | -5728 | -5744 | -5755 | -5764 | -5784 | -5816 | -5855 | -5897 | -5937 | -5973 | -6004 | -6030 | -6050 | -6066 | -6077 | -6083 | -6086 | -6094 | -6103 | -6113 | -6123 | -6137 | -6156 | -6179 | -6202 | -6224 | -6246 | -6266 | -6265 | -6242 | -6199 | -6151 | -6101 | -6051 | -6001 | -5951 | -5904 | -5858 | -5813 | -5768 | -5724 | -5682 | -5644 | -5609 | -5573 | -5534 | -5491 | -5443 | -5393 | -5342 | -5287 | -5224 | -5165 | -5114 | -5068 | -5020 | -4970 | -4921 | -4872 | -4821 | -4768 | -4716 | -4666 | -4615 | -4558 | -4485 | -4398 | -4303 | -4203 | -4100 | -3996 | -3892 | -3791 | -3693 | -3601 | -3519 | -3445 | -3377 | -3320 | -3264 | -3207 | -3147 | -3086 | -3025 | -2963 | -2898 | -2829 | -2759 | -2697 | -2654 | -2624 | -2598 | -2572 | -2541 | -2503 | -2458 | -2407 | -2351 | -2290 | -2231 | -2175 | -2121 | -2066 | -2008 | -1945 | -1881 | -1821 | -1770 | -1767 | -1767 | -1767 | -1767 | -1767 | -1767 | -1767 | -1797 | -1845 | -1905 | -1977 | -2061 | -2153 | -2250 | -2354 | -2453 | -2543 | -2624 | -2705 | -2801 | -2911 | -3031 | -3153 | -3269 | -3376 | -3469 | -3548 | -3613 | -3673 | -3738 | -3797 | -3850 | -3900 | -3947 | -3991 | -4033 | -4075 | -4115 | -4154 | -4191 | -4224 | -4254 | -4287 | -4317 | -4345 | -4373 | -4397 | -4420 | -4441 | -4460 | -4478 | -4494 | -4509 | -4525 | -4534 | -4534 | -4529 | -4525 | -4523 | -4520 | -4518 | -4515 | -4512 | -4510 | -4502 | -4498 | -4468 | -4420 | -4361 | -4293 | -4221 | -4149 | -4077 | -4006 | -3937 | -3867 | -3801 | -3735 | -3673 | -3617 | -3565 | -3514 | -3464 | -3414 | -3361 | -3305 | -3246 | -3186 | -3135 | -3089 | -3064 | -3056 | -3059 | -3070 | -3088 | -3116 | -3148 | -3183 | -3223 | -3266 | -3303 | -3331 | -3360 | -3391 | -3420 | -3446 | -3469 | -3492 | -3517 | -3547 | -3583 | -3622 | -3668 | -3719 | -3773 | -3825 | -3870 | -3907 | -3934 | -3949 | -3955 | -3958 | -3955 | -3946 | -3936 | -3939 | -3947 | -3961 | -3976 | -3994 | -4012 | -4030 | -4046 | -4061 | -4074 | -4080 | -4074 | -4054 | -4015 | -3956 | -3887 | -3810 | -3730 | -3649 | -3568 | -3484 | -3396 | -3310 | -3237 | -3161 | -3075 | -2982 | -2890 | -2801 | -2714 | -2629 | -2543 | -2457 | -2371 | -2287 | -2204 | -2127 | -2060 | -1998 | -1940 | -1885 | -1838 | -1802 | -1783 | -1781 | -1797 | -1827 | -1859 | -1889 | -1931 | -1987 | -2051 | -2118 | -2189 | -2262 | -2338 | -2415 | -2492 | -2569 | -2645 | -2711 | -2778 | -2857 | -2945 | -3038 | -3130 | -3213 | -3282 | -3339 | -3385 | -3419 | -3444 | -3471 | -3490 | -3500 | -3504 | -3505 | -3508 | -3514 | -3524 | -3541 | -3561 | -3581 | -3609 | -3648 | -3692 | -3735 | -3779 | -3823 | -3866 | -3911 | -3957 | -4003 | -4050 | -4094 | -4132 | -4163 | -4192 | -4217 | -4239 | -4258 | -4271 | -4280 | -4285 | -4285 | -4282 | -4281 | -4288 | -4299 | -4311 | -4323 | -4331 | -4336 | -4339 | -4340 | -4340 | -4337 | -4334 | -4331 | -4331 | -4346 | -4376 | -4411 | -4450 | -4490 | -4529 | -4564 | -4597 | -4627 | -4655 | -4673 | -4679 | -4670 | -4653 | -4641 | -4638 | -4644 | -4658 | -4679 | -4706 | -4736 | -4767 | -4795 | -4818 | -4817 | -4803 | -4788 | -4771 | -4753 | -4733 | -4715 | -4696 | -4677 | -4659 | -4648 | -4639 | -4637 | -4637 | -4635 | -4627 | -4617 | -4602 | -4583 | -4559 | -4533 | -4506 | -4481 | -4459 | -4450 | -4445 | -4437 | -4425 | -4413 | -4402 | -4395 | -4393 | -4394 | -4395 | -4385 | -4365 | -4337 | -4299 | -4260 | -4217 | -4170 | -4118 | -4064 | -4011 | -3958 | -3903 | -3849 | -3798 | -3746 | -3687 | -3626 | -3566 | -3507 | -3449 | -3391 | -3334 | -3279 | -3227 | -3189 | -3175 | -3183 | -3215 | -3257 | -3306 | -3362 | -3424 | -3491 | -3562 | -3634 | -3712 | -3792 | -3867 | -3938 | -4017 | -4097 | -4174 | -4248 | -4318 | -4384 | -4446 | -4503 | -4559 | -4611 | -4655 | -4693 | -4728 | -4765 | -4805 | -4850 | -4898 | -4947 | -4997 | -5045 | -5087 | -5125 | -5157 | -5185 | -5210 | -5235 | -5263 | -5296 | -5332 | -5372 | -5414 | -5456 | -5497 | -5527 | -5546 | -5544 | -5531 | -5511 | -5486 | -5455 | -5420 | -5383 | -5343 | -5302 | -5260 | -5217 | -5175 | -5147 | -5127 | -5106 | -5085 | -5064 | -5044 | -5021 | -4997 | -4971 | -4945 | -4919 | -4885 | -4844 | -4793 | -4737 | -4678 | -4616 | -4554 | -4490 | -4426 | -4364 | -4306 | -4251 | -4199 | -4142 | -4079 | -4018 | -3958 | -3898 | -3841 | -3785 | -3733 | -3681 | -3631 | -3582 | -3540 | -3511 | -3491 | -3474 | -3460 | -3452 | -3451 | -3458 | -3473 | -3492 | -3514 | -3538 | -3562 | -3578 | -3595 | -3616 | -3639 | -3665 | -3690 | -3715 | -3739 | -3764 | -3787 | -3811 | -3839 | -3865 | -3888 | -3905 | -3917 | -3924 | -3923 | -3912 | -3891 | -3862 | -3827 | -3788 | -3746 | -3707 | -3668 | -3627 | -3587 | -3548 | -3510 | -3472 | -3436 | -3399 | -3363 | -3326 | -3290 | -3262 | -3244 | -3236 | -3240 | -3253 | -3276 | -3306 | -3343 | -3387 | -3437 | -3492 | -3549 | -3599 | -3649 | -3696 | -3739 | -3778 | -3813 | -3845 | -3874 | -3900 | -3925 | -3961 | -4004 | -4053 | -4109 | -4162 | -4212 | -4256 | -4296 | -4331 | -4363 | -4393 | -4422 | -4450 | -4479 | -4510 | -4550 | -4593 | -4638 | -4683 | -4729 | -4775 | -4819 | -4863 | -4904 | -4938 | -4960 | -4972 | -4979 | -4984 | -4984 | -4980 | -4972 | -4962 | -4949 | -4932 | -4911 | -4886 | -4859 | -4837 | -4812 | -4785 | -4753 | -4718 | -4681 | -4641 | -4600 | -4558 | -4516 | -4480 | -4449 | -4415 | -4370 | -4317 | -4259 | -4202 | -4148 | -4100 | -4057 | -4023 | -3994 | -3970 | -3949 | -3924 | -3895 | -3869 | -3844 | -3819 | -3795 | -3773 | -3754 | -3738 | -3721 | -3699 | -3676 | -3661 | -3656 | -3660 | -3671 | -3686 | -3702 | -3714 | -3721 | -3721 | -3715 | -3706 | -3696 | -3685 | -3671 | -3654 | -3636 | -3619 | -3603 | -3585 | -3568 | -3551 | -3537 | -3540 | -3559 | -3589 | -3625 | -3661 | -3700 | -3743 | -3789 | -3840 | -3895 | -3952 | -4011 | -4067 | -4118 | -4169 | -4232 | -4297 | -4358 | -4416 | -4475 | -4534 | -4590 | -4640 | -4684 | -4710 | -4714 | -4695 | -4655 | -4603 | -4540 | -4467 | -4386 | -4299 | -4206 | -4110 | -4011 | -3915 | -3822 | -3728 | -3619 | -3504 | -3389 | -3274 | -3158 | -3044 | -2937 | -2840 | -2751 | -2675 | -2616 | -2580 | -2573 | -2584 | -2608 | -2643 | -2689 | -2743 | -2801 | -2858 | -2913 | -2966 | -3016 | -3066 | -3125 | -3191 | -3259 | -3328 | -3394 | -3453 | -3503 | -3543 | -3572 | -3589 | -3591 | -3576 | -3546 | -3505 | -3456 | -3399 | -3330 | -3244 | -3147 | -3044 | -2939 | -2832 | -2725 | -2619 | -2510 | -2401 | -2290 | -2179 | -2069 | -1962 | -1861 | -1767 | -1767 | -1767 | -1767 | -1767 | -1767 | -1767 | -1767 | -1767 | -1767 | -1767 | -1767 | -1767 | -1767 | -1767 | -1767 | -1767 | -1767 | -1767 | -1767 | -1767 | -1864 | -1966 | -2071 | -2176 | -2277 | -2359 | -2424 | -2467 | -2490 | -2501 | -2503 | -2496 | -2480 | -2455 | -2422 | -2382 | -2335 | -2283 | -2228 | -2187 | -2154 | -2116 | -2072 | -2024 | -1972 | -1918 | -1861 | -1804 | -1767 | -1767 | -1767 | -1767 | -1767 | -1767 | -1767 | -1767 | -1767 | -1767 | -1767 | -1767 | -1767 | -1767 | -1767 | -1767 | -1767 | -1767 | -1767 | -1767 | -1767 | -1767 | -1767 | -1767 | -1767 | -1767 | -1767 | -1767 | -1767 | -1767 | -1767 | -1767 | -1767 | -1767 | -1767 | -1767 | -1767 | -1767 | -1767 | -1767 | -1767 | -1767 | -1767 | -1767 | -1767 | -1767 | -1767 | -1767 | -1767 | -1767 | -1767 | -1767 | -1767 | -1767 | -1767 | -1767 | -1767 | -1767 | -1767 | -1767 | -1767 | -1767 | -1767 | -1767 | -1767 | -1767 | -1788 | -1818 | -1848 | -1880 | -1915 | -1951 | -1986 | -2023 | -2063 | -2117 | -2180 | -2247 | -2315 | -2385 | -2457 | -2529 | -2604 | -2681 | -2760 | -2841 | -2919 | -2986 | -3044 | -3100 | -3152 | -3200 | -3245 | -3287 | -3324 | -3358 | -3389 | -3421 | -3452 | -3480 | -3505 | -3528 | -3548 | -3570 | -3592 | -3612 | -3629 | -3642 | -3650 | -3654 | -3653 | -3654 | -3663 | -3669 | -3672 | -3671 | -3668 | -3665 | -3664 | -3665 | -3666 | -3654 | -3632 | -3593 | -3543 | -3488 | -3432 | -3373 | -3312 | -3250 | -3187 | -3123 | -3058 | -2992 | -2928 | -2874 | -2827 | -2780 | -2734 | -2689 | -2644 | -2598 | -2553 | -2508 | -2463 | -2416 | -2371 | -2323 | -2275 | -2228 | -2184 | -2140 | -2098 | -2057 | -2018 | -1980 | -1942 | -1904 | -1866 | -1829 | -1793 | -1767 | -1767 | -1767 | -1767 | -1767 | -1767 | -1767 | -1767 | -1767 | -1767 | -1767 | -1767 | -1767 | -1767 | -1767 | -1767 | -1767 | -1767 | -1767 | -1767 | -1767 | -1767 | -1767 | -1767 | -1767 | -1767 | -1767 | -1767 | -1767 | -1767 | -1767 | -1767 | -1767 | -1767 | -1767 | -1767 | -1767 | -1767 | -1767 | -1767 | -1767 | -1767 | -1767 | -1767 | -1767 | -1767 | -1767 | -1767 | -1767 | -1767 | -1767 | -1767 | -1767 | -1767 | -1767 | -1767 | -1767 | -1767 | -1767 | -1767 | -1767 | -1767 | -1767 | -1767 | -1767 | -1767 | -1767 | -1767 | -1767 | -1767 | -1767 | -1767 | -1767 | -1767 | -1767 | -1767 | -1767 | -1767 | -1767 | -1767 | -1767 | -1767 | -1767 | -1815 | -1883 | -1951 | -2022 | -2093 | -2166 | -2238 | -2306 | -2371 | -2432 | -2489 | -2544 | -2607 | -2669 | -2730 | -2789 | -2847 | -2906 | -2965 | -3023 | -3076 | -3113 | -3137 | -3145 | -3151 | -3162 | -3180 | -3203 | -3229 | -3254 | -3279 | -3304 | -3332 | -3362 | -3391 | -3419 | -3449 | -3482 | -3516 | -3549 | -3580 | -3610 | -3640 | -3671 | -3704 | -3728 | -3742 | -3747 | -3745 | -3732 | -3710 | -3675 | -3632 | -3585 | -3538 | -3490 | -3437 | -3382 | -3327 | -3275 | -3210 | -3135 | -3053 | -2964 | -2869 | -2770 | -2666 | -2555 | -2445 | -2358 | -2301 | -2273 | -2259 | -2252 | -2253 | -2259 | -2272 | -2293 | -2319 | -2352 | -2394 | -2442 | -2491 | -2534 | -2574 | -2619 | -2669 | -2725 | -2787 | -2855 | -2927 | -3001 | -3075 | -3143 | -3203 | -3257 | -3309 | -3359 | -3405 | -3453 | -3502 | -3550 | -3597 | -3641 | -3681 | -3718 | -3754 | -3788 | -3823 | -3854 | -3880 | -3901 | -3918 | -3928 | -3933 | -3936 | -3937 | -3941 | -3951 | -3964 | -3976 | -3987 | -3995 | -4001 | -4005 | -4006 | -4005 | -4002 | -3997 | -3989 | -3980 | -3971 | -3964 | -3955 | -3944 | -3933 | -3922 | -3913 | -3907 | -3901 | -3895 | -3883 | -3864 | -3835 | -3802 | -3770 | -3740 | -3708 | -3672 | -3634 | -3593 | -3551 | -3506 | -3458 | -3407 | -3357 | -3306 | -3257 | -3213 | -3173 | -3135 | -3099 | -3063 | -3028 | -2992 | -2960 | -2934 | -2918 | -2910 | -2913 | -2928 | -2957 | -3001 | -3058 | -3126 | -3200 | -3278 | -3358 | -3437 | -3507 | -3566 | -3619 | -3665 | -3706 | -3744 | -3781 | -3817 | -3854 | -3895 | -3944 | -3998 | -4054 | -4106 | -4150 | -4184 | -4207 | -4221 | -4226 | -4223 | -4216 | -4204 | -4191 | -4179 | -4173 | -4180 | -4190 | -4200 | -4209 | -4215 | -4219 | -4219 | -4215 | -4208 | -4192 | -4169 | -4143 | -4117 | -4090 | -4060 | -4024 | -3981 | -3928 | -3867 | -3801 | -3732 | -3659 | -3586 | -3521 | -3463 | -3411 | -3366 | -3330 | -3299 | -3273 | -3252 | -3236 | -3217 | -3187 | -3143 | -3084 | -3001 | -2909 | -2815 | -2723 | -2632 | -2546 | -2466 | -2388 | -2312 | -2240 | -2171 | -2109 | -2045 | -1976 | -1905 | -1833 | -1767 | -1767 | -1767 | -1767 | -1767 | -1767 | -1767 | -1767 | -1767 | -1767 | -1767 | -1767 | -1767 | -1767 | -1767 | -1767 | -1767 | -1767 | -1767 | -1767 | -1767 | -1767 | -1767 | -1767 | -1767 | -1767 | -1767 | -1767 | -1767 | -1767 | -1767 | -1767 | -1767 | -1767 | -1767 | -1767 | -1767 | -1767 | -1767 | -1767 | -1767 | -1767 | -1767 | -1767 | -1767 | -1767 | -1767 | -1767 | -1767 | -1767 | -1767 | -1767 | -1784 | -1857 | -1913 | -1941 | -1956 | -1964 | -1965 | -1960 | -1950 | -1937 | -1920 | -1900 | -1879 | -1858 | -1837 | -1819 | -1791 | -1767 | -1767 | -1767 | -1767 | -1767 | -1767 | -1767 | -1767 | -1767 | -1767 | -1767 | -1767 | -1767 | -1767 | -1767 | -1767 | -1767 | -1767 | -1767 | -1767 | -1767 | -1767 | -1767 | -1767 | -1767 | -1767 | -1767 | -1767 | -1767 | -1767 | -1767 | -1767 | -1767 | -1767 | -1767 | -1767 | -1767 | -1767 | -1767 | -1767 | -1767 | -1767 | -1767 | -1767 | -1767 | -1767 | -1767 | -1767 | -1767 | -1767 | -1767 | -1767 | -1767 | -1767 | -1767 | -1767 | -1767 | -1767 | -1767 | -1767 | -1767 | -1767 | -1767 | -1767 | -1767 | -1767 | -1767 | -1767 | -1767 | -1767 | -1767 | -1767 | -1767 | -1767 | -1767 | -1767 | -1767 | -1767 | -1767 | -1767 | -1767 | -1767 | -1767 | -1767 | -1767 | -1767 | -1767 | -1767 | -1767 | -1767 | -1767 | -1767 | -1767 | -1767 | -1767 | -1767 | -1767 | -1767 | -1767 | -1767 | -1767 | -1767 | -1767 | -1767 | -1767 | -1767 | -1767 | -1767 | -1767 | -1767 | -1767 | -1767 | -1767 | -1767 | -1767 | -1767 | -1767 | -1767 | -1767 | -1767 | -1767 | -1767 | -1767 | -1767 | -1767 | -1767 | -1767 | -1767 | -1767 | -1767 | -1767 | -1767 | -1767 | -1767 | -1767 | -1767 | -1767 | -1767 | -1767 | -1767 | -1767 | -1767 | -1767 | -1767 | -1767 | -1767 | -1767 | -1767 | -1767 | -1767 | -1767 | -1767 | -1767 | -1767 | -1767 | -1767 | -1767 | -1767 | -1767 | -1767 | -1767 | -1767 | -1767 | -1767 | -1767 | -1767 | -1767 | -1767 | -1767 | -1767 | -1767 | -1767 | -1767 | -1767 | -1767 | -1767 | -1767 | -1767 | -1767 | -1767 | -1767 | -1767 | -1767 | -1767 | -1767 | -1767 | -1767 | -1767 | -1767 | -1767 | -1767 | -1767 | -1767 | -1767 | -1767 | -1767 | -1767 | -1767 | -1767 | -1767 | -1767 | -1767 | -1767 | -1767 | -1767 | -1767 | -1767 | -1767 | -1767 | -1767 | -1767 | -1767 | -1767 | -1767 | -1767 | -1767 | -1767 | -1767 | -1767 | -1767 | -1767 | -1767 | -1767 | -1767 | -1767 | -1767 | -1767 | -1767 | -1767 | -1767 | -1767 | -1767 | -1767 | -1767 | -1767 | -1767 | -1767 | -1767 | -1767 | -1767 | -1767 | -1767 | -1767 | -1767 | -1767 | -1767 | -1767 | -1767 | -1814 | -1876 | -1936 | -1992 | -2047 | -2101 | -2153 | -2202 | -2249 | -2293 | -2337 | -2380 | -2421 | -2463 | -2507 | -2562 | -2623 | -2690 | -2761 | -2835 | -2908 | -2979 | -3047 | -3109 | -3154 | -3177 | -3181 | -3175 | -3163 | -3141 | -3109 | -3068 | -3018 | -2961 | -2899 | -2832 | -2762 | -2689 | -2630 | -2584 | -2538 | -2490 | -2444 | -2399 | -2358 | -2318 | -2280 | -2239 | -2188 | -2134 | -2073 | -1992 | -1897 | -1795 | -1767 | -1767 | -1767 | -1767 | -1767 | -1767 | -1767 | -1767 | -1767 | -1767 | -1767 | -1767 | -1767 | -1767 | -1767 | -1767 | -1767 | -1767 | -1767 | -1767 | -1767 | -1767 | -1767 | -1767 | -1767 | -1767 | -1767 | -1767 | -1767 | -1767 | -1767 | -1767 | -1767 | -1767 | -1767 | -1767 | -1767 | -1767 | -1767 | -1767 | -1767 | -1767 | -1767 | -1767 | -1767 | -1767 | -1767 | -1767 | -1767 | -1767 | -1767 | -1767 | -1767 | -1767 | -1767 | -1767 | -1767 | -1767 | -1767 | -1767 | -1767 | -1767 | -1767 | -1767 | -1767 | -1767 | -1767 | -1767 | -1767 | -1767 | -1767 | -1767 | -1767 | -1767 | -1767 | -1767 | -1767 | -1767 | -1767 | -1767 | -1767 | -1767 | -1767 | -1767 | -1767 | -1767 | -1767 | -1767 | -1767 | -1767 | -1767 | -1767 | -1767 | -1767 | -1767 | -1767 | -1767 | -1767 | -1767 | -1767 | -1767 | -1767 | -1767 | -1767 | -1767 | -1767 | -1767 | -1767 | -1767 | -1767 | -1767 | -1767 | -1767 | -1767 | -1767 | -1767 | -1767 | -1767 | -1767 | -1767 | -1767 | -1767 | -1767 | -1767 | -1767 | -1767 | -1767 | -1767 | -1767 | -1767 | -1767 | -1767 | -1767 | -1767 | -1767 | -1767 | -1767 | -1767 | -1767 | -1767 | -1767 | -1767 | -1767 | -1767 | -1767 | -1767 | -1767 | -1767 | -1767 | -1767 | -1767 | -1767 | -1767 | -1767 | -1767 | -1767 | -1767 | -1767 | -1767 | -1767 | -1767 | -1767 | -1767 | -1767 | -1767 | -1767 | -1767 | -1767 | -1767 | -1767 | -1767 | -1767 | -1767 | -1767 | -1767 | -1767 | -1767 | -1767 | -1767 | -1767 | -1767 | -1767 | -1767 | -1767 | -1767 | -1767 | -1767 | -1767 | -1767 | -1767 | -1767 | -1767 | -1767 | -1767 | -1767 | -1767 | -1767 | -1767 | -1767 | -1767 | -1767 | -1767 | -1767 | -1767 | -1767 | -1767 | -1767 | -1767 | -1767 | -1767 | -1767 | -1767 | -1767 | -1767 | -1767 | -1767 | -1767 | -1767 | -1767 | -1767 | -1767 | -1767 | -1767 | -1767 | -1767 | -1767 | -1767 | -1767 | -1767 | -1767 | -1767 | -1767 | -1767 | -1767 | -1767 | -1767 | -1767 | -1767 | -1767 | -1767 | -1767 | -1767 | -1767 | -1767 | -1767 | -1767 | -1767 | -1767 | -1767 | -1767 | -1767 | -1767 | -1767 | -1767 | -1767 | -1767 | -1767 | -1767 | -1767 | -1767 | -1767 | -1767 | -1767 | -1767 | -1767 | -1767 | -1767 | -1767 | -1767 | -1767 | -1767 | -1767 | -1767 | -1767 | -1767 | -1767 | -1767 | -1767 | -1767 | -1767 | -1767 | -1767 | -1767 | -1767 | -1767 | -1767 | -1767 | -1767 | -1767 | -1767 | -1767 | -1767 | -1767 | -1767 | -1767 | -1767 | -1767 | -1767 | -1767 | -1767 | -1767 | -1767 | -1767 | -1767 | -1767 | -1767 | -1767 | -1767 | -1767 | -1767 | -1767 | -1767 | -1767 | -1767 | -1767 | -1767 | -1767 | -1767 | -1767 | -1767 | -1767 | -1767 | -1767 | -1767 | -1767 | -1767 | -1767 | -1767 | -1767 | -1767 | -1767 | -1767 | -1767 | -1767 | -1767 | -1767 | -1767 | -1767 | -1767 | -1767 | -1767 | -1767 | -1767 | -1767 | -1767 | -1767 | -1767 | -1767 | -1767 | -1767 | -1767 | -1767 | -1778 | -1931 | -2073 | -2201 | -2312 | -2413 | -2500 | -2565 | -2607 | -2631 | -2637 | -2624 | -2593 | -2553 | -2509 | -2470 | -2442 | -2414 | -2383 | -2350 | -2313 | -2272 | -2226 | -2174 | -2118 | -2057 | -2001 | -1956 | -1919 | -1891 | -1867 | -1848 | -1835 | -1829 | -1831 | -1841 | -1856 | -1869 | -1875 | -1869 | -1853 | -1838 | -1823 | -1808 | -1793 | -1778 | -1767 | -1767 | -1767 | -1767 | -1767 | -1767 | -1767 | -1767 | -1772 | -1790 | -1810 | -1831 | -1852 | -1871 | -1887 | -1902 | -1921 | -1943 | -1968 | -1994 | -2021 | -2051 | -2083 | -2118 | -2155 | -2195 | -2235 | -2277 | -2315 | -2344 | -2365 | -2381 | -2395 | -2412 | -2431 | -2452 | -2476 | -2505 | -2537 | -2571 | -2601 | -2629 | -2661 | -2701 | -2742 | -2782 | -2819 | -2855 | -2890 | -2923 | -2956 | -2988 | -3014 | -3033 | -3040 | -3043 | -3047 | -3047 | -3043 | -3033 | -3020 | -3005 | -2988 | -2974 | -2964 | -2957 | -2954 | -2948 | -2942 | -2939 | -2941 | -2948 | -2959 | -2973 | -2990 | -3007 | -3025 | -3039 | -3050 | -3055 | -3054 | -3047 | -3034 | -3018 | -2996 | -2969 | -2939 | -2905 | -2867 | -2831 | -2816 | -2805 | -2790 | -2771 | -2747 | -2718 | -2683 | -2644 | -2603 | -2564 | -2530 | -2502 | -2478 | -2437 | -2379 | -2309 | -2235 | -2158 | -2082 | -2006 | -1934 | -1865 | -1799 | -1767 | -1767 | -1767 | -1767 | -1767 | -1767 | -1767 | -1767 | -1767 | -1767 | -1767 | -1767 | -1767 | -1767 | -1767 | -1767 | -1767 | -1767 | -1767 | -1767 | -1767 | -1767 | -1767 | -1767 | -1767 | -1767 | -1767 | -1767 | -1767 | -1767 | -1767 | -1767 | -1767 | -1767 | -1767 | -1767 | -1767 | -1767 | -1767 | -1767 | -1767 | -1767 | -1767 | -1767 | -1767 | -1767 | -1767 | -1767 | -1767 | -1767 | -1767 | -1767 | -1767 | -1767 | -1767 | -1767 | -1767 | -1767 | -1767 | -1767 | -1767 | -1767 | -1767 | -1767 | -1767 | -1767 | -1767 | -1767 | -1767 | -1767 | -1767 | -1767 | -1767 | -1767 | -1767 | -1767 | -1767 | -1767 | -1767 | -1767 | -1767 | -1767 | -1767 | -1767 | -1767 | -1767 | -1767 | -1767 | -1767 | -1767 | -1767 | -1767 | -1767 | -1767 | -1767 | -1767 | -1767 | -1767 | -1767 | -1767 | -1767 | -1767 | -1767 | -1767 | -1767 | -1767 | -1767 | -1767 | -1767 | -1767 | -1767 | -1767 | -1767 | -1767 | -1767 | -1767 | -1767 | -1767 | -1767 | -1767 | -1767 | -1767 | -1767 | -1767 | -1767 | -1767 | -1767 | -1767 | -1767 | -1767 | -1767 | -1767 | -1767 | -1767 | -1767 | -1767 | -1767 | -1767 | -1767 | -1767 | -1767 | -1767 | -1767 | -1767 | -1767 | -1767 | -1767 | -1767 | -1767 | -1767 | -1767 | -1767 | -1767 | -1767 | -1767 | -1767 | -1767 | -1767 | -1767 | -1767 | -1767 | -1767 | -1767 | -1767 | -1767 | -1767 | -1767 | -1767 | -1767 | -1767 | -1767 | -1767 | -1767 | -1767 | -1767 | -1767 | -1767 | -1767 | -1767 | -1767 | -1767 | -1767 | -1767 | -1767 | -1767 | -1767 | -1767 | -1767 | -1767 | -1767 | -1767 | -1767 | -1767 | -1767 | -1767 | -1767 | -1767 | -1767 | -1767 | -1767 | -1767 | -1767 | -1767 | -1767 | -1767 | -1767 | -1767 | -1767 | -1767 | -1767 | -1767 | -1767 | -1767 | -1767 | -1767 | -1767 | -1767 | -1767 | -1767 | -1767 | -1767 | -1767 | -1767 | -1767 | -1767 | -1767 | -1767 | -1767 | -1767 | -1767 | -1767 | -1767 | -1767 | -1767 | -1767 | -1767 | -1767 | -1767 | -1767 | -1767 | -1767 | -1767 | -1767 | -1767 | -1767 | -1767 | -1767 | -1767 | -1767 | -1767 | -1767 | -1767 | -1767 | -1767 | -1767 | -1767 | -1767 | -1767 | -1767 | -1767 | -1767 | -1767 | -1767 | -1767 | -1767 | -1767 | -1767 | -1767 | -1767 | -1767 | -1767 | -1767 | -1767 | -1767 | -1767 | -1767 | -1767 | -1767 | -1767 | -1767 | -1767 | -1767 | -1767 | -1767 | -1767 | -1767 | -1767 | -1767 | -1767 | -1767 | -1767 | -1767 | -1767 | -1767 | -1767 | -1767 | -1767 | -1767 | -1767 | -1767 | -1767 | -1767 | -1767 | -1767 | -1767 | -1767 | -1767 | -1767 | -1767 | -1767 | -1767 | -1767 | -1767 | -1767 | -1767 | -1767 | -1767 | -1767 | -1767 | -1767 | -1767 | -1767 | -1767 | -1767 | -1767 | -1767 | -1767 | -1767 | -1767 | -1767 | -1767 | -1767 | -1767 | -1767 | -1767 | -1767 | -1767 | -1767 | -1767 | -1767 | -1767 | -1767 | -1767 | -1767 | -1767 | -1767 | -1767 | -1767 | -1767 | -1767 | -1767 | -1767 | -1767 | -1767 | -1767 | -1767 | -1767 | -1767 | -1767 | -1767 | -1767 | -1767 | -1767 | -1767 | -1767 | -1767 | -1767 | -1767 | -1767 | -1767 | -1767 | -1767 | -1767 | -1767 | -1767 | -1785 | -1810 | -1835 | -1860 | -1887 | -1915 | -1944 | -1975 | -2006 | -2035 | -2063 | -2089 | -2113 | -2135 | -2158 | -2181 | -2206 | -2233 | -2261 | -2291 | -2324 | -2351 | -2374 | -2393 | -2408 | -2418 | -2422 | -2419 | -2410 | -2394 | -2373 | -2350 | -2327 | -2311 | -2313 | -2323 | -2339 | -2361 | -2385 | -2411 | -2438 | -2465 | -2493 | -2521 | -2548 | -2565 | -2571 | -2557 | -2535 | -2510 | -2484 | -2457 | -2430 | -2404 | -2377 | -2350 | -2323 | -2299 | -2273 | -2247 | -2222 | -2197 | -2176 | -2156 | -2137 | -2118 | -2099 | -2082 | -2065 | -2044 | -2019 | -1989 | -1953 | -1916 | -1880 | -1845 | -1812 | -1782 | -1767 | -1767 | -1767 | -1767 | -1767 | -1767 | -1767 | -1767 | -1767 | -1767 | -1767 | -1767 | -1767 | -1767 | -1767 | -1767 | -1767 | -1767 | -1767 | -1767 | -1767 | -1767 | -1767 | -1767 | -1767 | -1767 | -1767 | -1767 | -1767 | -1767 | -1767 | -1767 | -1767 | -1767 | -1767 | -1767 | -1767 | -1767 | -1767 | -1767 | -1767 | -1767 | -1767 | -1767 | -1767 | -1767 | -1767 | -1767 | -1767 | -1767 | -1767 | -1767 | -1767 | -1767 | -1767 | -1767 | -1767 | -1767 | -1767 | -1767 | -1767 | -1767 | -1767 | -1767 | -1767 | -1767 | -1767 | -1767 | -1767 | -1767 | -1767 | -1767 | -1767 | -1767 | -1767 | -1767 | -1767 | -1767 | -1767 | -1767 | -1767 | -1767 | -1767 | -1767 | -1767 | -1767 | -1767 | -1767 | -1767 | -1767 | -1767 | -1767 | -1767 | -1767 | -1767 | -1767 | -1767 | -1767 | -1767 | -1767 | -1767 | -1767 | -1767 | -1767 | -1767 | -1767 | -1767 | -1767 | -1767 | -1767 | -1767 | -1767 | -1767 | -1767 | -1767 | -1767 | -1767 | -1767 | -1767 | -1767 | -1767 | -1767 | -1767 | -1767 | -1808 | -1874 | -1933 | -1985 | -2033 | -2075 | -2111 | -2140 | -2163 | -2184 | -2202 | -2201 | -2179 | -2126 | -2055 | -1976 | -1889 | -1794 | -1767 | -1767 | -1767 | -1767 | -1767 | -1767 | -1767 | -1767 | -1767 | -1767 | -1767 | -1767 | -1767 | -1767 | -1767 | -1767 | -1767 | -1767 | -1767 | -1767 | -1767 | -1767 | -1767 | -1767 | -1767 | -1767 | -1767 | -1767 | -1767 | -1767 | -1767 | -1767 | -1767 | -1767 | -1767 | -1767 | -1767 | -1767 | -1767 | -1767 | -1767 | -1767 | -1767 | -1767 | -1767 | -1767 | -1767 | -1767 | -1767 | -1767 | -1767 | -1767 | -1767 | -1767 | -1767 | -1767 | -1767 | -1767 | -1767 | -1767 | -1767 | -1767 | -1767 | -1767 | -1767 | -1767 | -1767 | -1767 | -1767 | -1767 | -1767 | -1767 | -1767 | -1767 | -1767 | -1767 | -1767 | -1767 | -1767 | -1767 | -1767 | -1767 | -1767 | -1767 | -1767 | -1767 | -1767 | -1767 | -1767 | -1767 | -1767 | -1767 | -1767 | -1767 | -1767 | -1767 | -1767 | -1767 | -1767 | -1767 | -1767 | -1767 | -1767 | -1767 | -1767 | -1767 | -1767 | -1767 | -1767 | -1767 | -1767 | -1767 | -1767 | -1767 | -1767 | -1767 | -1767 | -1767 | -1767 | -1767 | -1767 | -1767 | -1767 | -1767 | -1767 | -1767 | -1767 | -1767 | -1767 | -1767 | -1767 | -1767 | -1767 | -1767 | -1767 | -1767 | -1767 | -1767 | -1767 | -1767 | -1767 | -1767 | -1767 | -1767 | -1767 | -1767 | -1767 | -1767 | -1767 | -1767 | -1767 | -1767 | -1767 | -1767 | -1767 | -1767 | -1767 | -1767 | -1767 | -1767 | -1803 | -1938 | -2064 | -2177 | -2279 | -2372 | -2455 | -2525 | -2578 | -2612 | -2630 | -2638 | -2640 | -2650 | -2665 | -2676 | -2683 | -2688 | -2693 | -2696 | -2699 | -2701 | -2701 | -2701 | -2701 | -2703 | -2710 | -2718 | -2728 | -2740 | -2754 | -2770 | -2788 | -2810 | -2832 | -2854 | -2877 | -2898 | -2917 | -2935 | -2955 | -2976 | -3000 | -3025 | -3052 | -3081 | -3114 | -3149 | -3186 | -3216 | -3239 | -3254 | -3266 | -3280 | -3294 | -3307 | -3317 | -3324 | -3331 | -3338 | -3346 | -3359 | -3378 | -3397 | -3414 | -3427 | -3436 | -3440 | -3441 | -3437 | -3429 | -3418 | -3402 | -3395 | -3398 | -3420 | -3449 | -3477 | -3503 | -3530 | -3558 | -3589 | -3622 | -3659 | -3699 | -3729 | -3748 | -3766 | -3784 | -3803 | -3822 | -3841 | -3862 | -3883 | -3904 | -3925 | -3946 | -3974 | -4007 | -4041 | -4071 | -4098 | -4125 | -4148 | -4168 | -4186 | -4200 | -4211 | -4217 | -4226 | -4238 | -4249 | -4260 | -4271 | -4280 | -4287 | -4292 | -4295 | -4296 | -4296 | -4295 | -4287 | -4271 | -4254 | -4239 | -4226 | -4211 | -4192 | -4167 | -4138 | -4105 | -4071 | -4040 | -4021 | -4005 | -3989 | -3974 | -3964 | -3958 | -3955 | -3955 | -3956 | -3958 | -3962 | -3967 | -3966 | -3951 | -3922 | -3884 | -3845 | -3808 | -3774 | -3742 | -3713 | -3686 | -3660 | -3637 | -3617 | -3598 | -3580 | -3562 | -3546 | -3531 | -3518 | -3510 | -3506 | -3509 | -3517 | -3531 | -3545 | -3549 | -3545 | -3537 | -3530 | -3522 | -3513 | -3507 | -3503 | -3500 | -3497 | -3496 | -3506 | -3520 | -3532 | -3544 | -3555 | -3568 | -3583 | -3600 | -3617 | -3633 | -3647 | -3658 | -3674 | -3702 | -3730 | -3748 | -3758 | -3763 | -3767 | -3771 | -3776 | -3781 | -3788 | -3795 | -3796 | -3796 | -3799 | -3802 | -3805 | -3807 | -3807 | -3804 | -3800 | -3797 | -3794 | -3792 | -3790 | -3787 | -3787 | -3783 | -3773 | -3762 | -3749 | -3734 | -3717 | -3697 | -3673 | -3648 | -3623 | -3595 | -3571 | -3548 | -3523 | -3498 | -3470 | -3438 | -3405 | -3368 | -3328 | -3284 | -3237 | -3193 | -3161 | -3133 | -3092 | -3038 | -2974 | -2904 | -2831 | -2760 | -2696 | -2651 | -2604 | -2542 | -2471 | -2396 | -2317 | -2236 | -2153 | -2071 | -1990 | -1912 | -1836 | -1767 | -1767 | -1767 | -1767 | -1767 | -1767 | -1767 | -1767 | -1767 | -1767 | -1767 | -1767 | -1767 | -1767 | -1767 | -1767 | -1767 | -1767 | -1767 | -1767 | -1767 | -1767 | -1767 | -1767 | -1767 | -1767 | -1767 | -1767 | -1767 | -1767 | -1801 | -1843 | -1885 | -1929 | -1980 | -2033 | -2083 | -2134 | -2191 | -2255 | -2323 | -2394 | -2468 | -2544 | -2623 | -2705 | -2786 | -2865 | -2941 | -3013 | -3078 | -3127 | -3161 | -3189 | -3222 | -3260 | -3299 | -3331 | -3357 | -3377 | -3395 | -3422 | -3453 | -3483 | -3505 | -3520 | -3528 | -3527 | -3520 | -3505 | -3485 | -3462 | -3436 | -3409 | -3384 | -3364 | -3340 | -3308 | -3269 | -3219 | -3162 | -3101 | -3038 | -2973 | -2911 | -2834 | -2740 | -2640 | -2543 | -2449 | -2359 | -2271 | -2187 | -2108 | -2037 | -1971 | -1913 | -1860 | -1802 | -1767 | -1767 | -1767 | -1767 | -1767 | -1767 | -1767 | -1767 | -1812 | -1886 | -1966 | -2055 | -2149 | -2244 | -2339 | -2435 | -2532 | -2628 | -2722 | -2812 | -2901 | -2988 | -3072 | -3153 | -3229 | -3293 | -3343 | -3382 | -3412 | -3433 | -3443 | -3442 | -3428 | -3411 | -3412 | -3414 | -3413 | -3411 | -3410 | -3413 | -3418 | -3427 | -3440 | -3454 | -3465 | -3475 | -3483 | -3486 | -3486 | -3481 | -3479 | -3480 | -3486 | -3497 | -3514 | -3534 | -3557 | -3577 | -3589 | -3603 | -3620 | -3643 | -3669 | -3695 | -3721 | -3746 | -3767 | -3787 | -3804 | -3822 | -3841 | -3866 | -3897 | -3937 | -3976 | -4011 | -4043 | -4071 | -4097 | -4119 | -4138 | -4157 | -4175 | -4189 | -4199 | -4203 | -4204 | -4204 | -4203 | -4205 | -4208 | -4215 | -4226 | -4239 | -4257 | -4266 | -4269 | -4257 | -4238 | -4216 | -4190 | -4158 | -4123 | -4086 | -4051 | -4028 | -4007 | -3987 | -3968 | -3949 | -3926 | -3899 | -3870 | -3838 | -3804 | -3771 | -3737 | -3699 | -3660 | -3635 | -3624 | -3628 | -3640 | -3661 | -3691 | -3729 | -3772 | -3816 | -3860 | -3894 | -3911 | -3920 | -3928 | -3938 | -3953 | -3972 | -3992 | -4014 | -4034 | -4053 | -4070 | -4086 | -4104 | -4129 | -4164 | -4210 | -4259 | -4301 | -4334 | -4360 | -4381 | -4398 | -4410 | -4422 | -4447 | -4475 | -4504 | -4530 | -4553 | -4573 | -4594 | -4616 | -4639 | -4661 | -4684 | -4707 | -4726 | -4730 | -4716 | -4680 | -4629 | -4573 | -4516 | -4457 | -4400 | -4345 | -4294 | -4251 | -4211 | -4172 | -4135 | -4102 | -4075 | -4051 | -4028 | -4008 | -3989 | -3974 | -3962 | -3954 | -3950 | -3939 | -3924 | -3907 | -3895 | -3889 | -3890 | -3895 | -3904 | -3915 | -3927 | -3940 | -3954 | -3969 | -3983 | -3997 | -4010 | -4026 | -4044 | -4063 | -4083 | -4105 | -4124 | -4143 | -4161 | -4177 | -4186 | -4188 | -4191 | -4196 | -4202 | -4209 | -4218 | -4228 | -4239 | -4250 | -4267 | -4286 | -4307 | -4331 | -4355 | -4378 | -4399 | -4418 | -4435 | -4451 | -4467 | -4482 | -4497 | -4517 | -4537 | -4557 | -4570 | -4580 | -4588 | -4592 | -4592 | -4592 | -4593 | -4602 | -4621 | -4640 | -4661 | -4683 | -4706 | -4731 | -4756 | -4782 | -4807 | -4831 | -4855 | -4878 | -4901 | -4922 | -4943 | -4958 | -4964 | -4967 | -4968 | -4968 | -4966 | -4964 | -4963 | -4964 | -4966 | -4965 | -4962 | -4959 | -4958 | -4957 | -4957 | -4956 | -4954 | -4952 | -4949 | -4944 | -4941 | -4944 | -4943 | -4946 | -4951 | -4955 | -4960 | -4964 | -4970 | -4976 | -4983 | -4985 | -4980 | -4975 | -4970 | -4964 | -4955 | -4947 | -4939 | -4932 | -4926 | -4921 | -4919 | -4919 | -4923 | -4930 | -4939 | -4949 | -4959 | -4966 | -4971 | -4975 | -4979 | -4984 | -4989 | -5001 | -5019 | -5039 | -5061 | -5085 | -5111 | -5136 | -5162 | -5189 | -5217 | -5246 | -5276 | -5308 | -5342 | -5368 | -5392 | -5412 | -5424 | -5435 | -5442 | -5445 | -5443 | -5438 | -5432 | -5436 | -5439 | -5441 | -5442 | -5441 | -5440 | -5437 | -5434 | -5430 | -5427 | -5425 | -5424 | -5423 | -5421 | -5419 | -5415 | -5413 | -5401 | -5376 | -5344 | -5305 | -5264 | -5222 | -5184 | -5154 | -5122 | -5089 | -5056 | -5023 | -4991 | -4958 | -4924 | -4888 | -4849 | -4807 | -4761 | -4711 | -4658 | -4605 | -4558 | -4517 | -4486 | -4462 | -4444 | -4430 | -4420 | -4410 | -4399 | -4368 | -4313 | -4254 | -4193 | -4131 | -4070 | -4011 | -3952 | -3897 | -3843 | -3790 | -3739 | -3688 | -3639 | -3605 | -3584 | -3581 | -3594 | -3617 | -3647 | -3684 | -3728 | -3775 | -3821 | -3859 | -3902 | -3949 | -3998 | -4045 | -4088 | -4127 | -4161 | -4190 | -4214 | -4236 | -4258 | -4280 | -4303 | -4324 | -4339 | -4342 | -4332 | -4312 | -4285 | -4252 | -4217 | -4183 | -4156 | -4137 | -4109 | -4069 | -4020 | -3968 | -3913 | -3853 | -3791 | -3726 | -3657 | -3584 | -3507 | -3425 | -3342 | -3271 | -3216 | -3180 | -3163 | -3156 | -3157 | -3165 | -3175 | -3185 | -3190 | -3173 | -3146 | -3121 | -3096 | -3070 | -3046 | -3023 | -3002 | -2984 | -2970 | -2961 | -2954 | -2949 | -2945 | -2943 | -2945 | -2954 | -2972 | -2997 | -3026 | -3057 | -3089 | -3121 | -3153 | -3187 | -3227 | -3271 | -3318 | -3365 | -3413 | -3462 | -3512 | -3561 | -3610 | -3659 | -3707 | -3755 | -3803 | -3854 | -3907 | -3957 | -4004 | -4050 | -4094 | -4135 | -4173 | -4209 | -4240 | -4272 | -4302 | -4331 | -4358 | -4383 | -4407 | -4430 | -4452 | -4475 | -4499 | -4523 | -4549 | -4574 | -4598 | -4617 | -4629 | -4636 | -4640 | -4643 | -4647 | -4651 | -4654 | -4658 | -4664 | -4676 | -4693 | -4712 | -4734 | -4758 | -4786 | -4818 | -4855 | -4896 | -4939 | -4986 | -5034 | -5086 | -5141 | -5198 | -5252 | -5298 | -5333 | -5362 | -5388 | -5412 | -5437 | -5463 | -5494 | -5535 | -5583 | -5635 | -5694 | -5759 | -5829 | -5901 | -5974 | -6049 | -6125 | -6202 | -6280 | -6360 | -6440 | -6520 | -6591 | -6648 | -6694 | -6733 | -6765 | -6792 | -6816 | -6839 | -6864 | -6898 | -6941 | -6986 | -7033 | -7081 | -7130 | -7180 | -7231 | -7282 | -7333 | -7387 | -7442 | -7498 | -7553 | -7602 | -7646 | -7683 | -7711 | -7736 | -7760 | -7785 | -7812 | -7839 | -7870 | -7897 | -7907 | -7911 | -7910 | -7902 | -7889 | -7870 | -7847 | -7818 | -7787 | -7753 | -7716 | -7677 | -7634 | -7592 | -7555 | -7535 | -7534 | -7545 | -7562 | -7585 | -7613 | -7643 | -7667 | -7674 | -7679 | -7685 | -7693 | -7702 | -7710 | -7715 | -7719 | -7722 | -7721 | -7714 | -7702 | -7685 | -7668 | -7660 | -7674 | -7716 | -7779 | -7852 | -7931 | -8010 | -8083 | -8146 | -8199 | -8241 | -8279 | -8312 | -8337 | -8355 | -8368 | -8375 | -8378 | -8375 | -8370 | -8364 | -8357 | -8347 | -8335 | -8323 | -8313 | -8304 | -8296 | -8288 | -8278 | -8269 | -8261 | -8252 | -8242 | -8226 | -8201 | -8173 | -8141 | -8106 | -8070 | -8035 | -8001 | -7967 | -7935 | -7903 | -7871 | -7840 | -7811 | -7782 | -7752 | -7723 | -7695 | -7670 | -7650 | -7632 | -7616 | -7602 | -7589 | -7579 | -7571 | -7564 | -7559 | -7555 | -7554 | -7555 | -7558 | -7564 | -7571 | -7581 | -7592 | -7606 | -7622 | -7636 | -7637 | -7626 | -7604 | -7575 | -7540 | -7501 | -7460 | -7421 | -7388 | -7365 | -7347 | -7334 | -7324 | -7316 | -7309 | -7301 | -7293 | -7285 | -7277 | -7270 | -7262 | -7254 | -7244 | -7236 | -7229 | -7218 | -7201 | -7182 | -7165 | -7151 | -7137 | -7125 | -7116 | -7108 | -7097 | -7084 | -7068 | -7051 | -7035 | -7020 | -7007 | -6993 | -6981 | -6969 | -6956 | -6943 | -6930 | -6917 | -6908 | -6904 | -6900 | -6892 | -6881 | -6869 | -6856 | -6841 | -6828 | -6823 | -6821 | -6819 | -6819 | -6819 | -6816 | -6812 | -6806 | -6797 | -6786 | -6775 | -6766 | -6758 | -6751 | -6744 | -6735 | -6727 | -6720 | -6712 | -6704 | -6696 | -6690 | -6685 | -6680 | -6675 | -6669 | -6662 | -6655 | -6651 | -6649 | -6647 | -6648 | -6649 | -6651 | -6650 | -6646 | -6641 | -6636 | -6633 | -6636 | -6640 | -6641 | -6635 | -6622 | -6605 | -6586 | -6569 | -6556 | -6546 | -6537 | -6530 | -6521 | -6509 | -6497 | -6485 | -6474 | -6462 | -6451 | -6443 | -6434 | -6423 | -6409 | -6390 | -6363 | -6332 | -6305 | -6292 | -6289 | -6292 | -6295 | -6296 | -6285 | -6249 | -6205 | -6157 | -6109 | -6060 | -6012 | -5964 | -5918 | -5873 | -5833 | -5798 | -5769 | -5743 | -5720 | -5705 | -5687 | -5662 | -5627 | -5581 | -5529 | -5474 | -5420 | -5371 | -5345 | -5350 | -5369 | -5396 | -5432 | -5476 | -5525 | -5576 | -5627 | -5681 | -5735 | -5787 | -5834 | -5879 | -5924 | -5962 | -5995 | -6028 | -6056 | -6076 | -6091 | -6102 | -6112 | -6122 | -6131 | -6131 | -6126 | -6116 | -6097 | -6069 | -6033 | -5992 | -5945 | -5892 | -5833 | -5773 | -5712 | -5650 | -5587 | -5531 | -5482 | -5439 | -5407 | -5387 | -5375 | -5370 | -5370 | -5370 | -5367 | -5359 | -5350 | -5341 | -5337 | -5337 | -5343 | -5359 | -5380 | -5403 | -5428 | -5454 | -5481 | -5506 | -5528 | -5548 | -5574 | -5602 | -5623 | -5631 | -5629 | -5617 | -5600 | -5581 | -5573 | -5590 | -5612 | -5636 | -5664 | -5693 | -5722 | -5747 | -5768 | -5789 | -5807 | -5826 | -5845 | -5866 | -5889 | -5913 | -5937 | -5962 | -5989 | -6019 | -6046 | -6069 | -6088 | -6105 | -6124 | -6133 | -6141 | -6146 | -6151 | -6152 | -6151 | -6148 | -6142 | -6137 | -6133 | -6128 | -6123 | -6119 | -6116 | -6117 | -6119 | -6123 | -6131 | -6145 | -6165 | -6189 | -6216 | -6244 | -6263 | -6268 | -6271 | -6271 | -6269 | -6264 | -6260 | -6257 | -6255 | -6251 | -6243 | -6234 | -6223 | -6211 | -6197 | -6184 | -6167 | -6153 | -6142 | -6129 | -6114 | -6099 | -6083 | -6065 | -6044 | -6015 | -5986 | -5962 | -5942 | -5927 | -5913 | -5899 | -5888 | -5881 | -5880 | -5881 | -5882 | -5883 | -5882 | -5878 | -5871 | -5859 | -5847 | -5837 | -5830 | -5827 | -5827 | -5833 | -5845 | -5868 | -5888 | -5903 | -5915 | -5925 | -5934 | -5944 | -5954 | -5963 | -5969 | -5976 | -5983 | -5989 | -5997 | -6007 | -6024 | -6043 | -6056 | -6065 | -6067 | -6062 | -6050 | -6039 | -6036 | -6044 | -6057 | -6073 | -6093 | -6115 | -6139 | -6162 | -6184 | -6206 | -6228 | -6252 | -6279 | -6308 | -6340 | -6371 | -6394 | -6412 | -6427 | -6438 | -6446 | -6452 | -6456 | -6461 | -6461 | -6450 | -6445 | -6444 | -6446 | -6448 | -6454 | -6463 | -6474 | -6487 | -6501 | -6513 | -6524 | -6537 | -6553 | -6573 | -6593 | -6609 | -6626 | -6640 | -6652 | -6664 | -6678 | -6695 | -6719 | -6753 | -6790 | -6825 | -6859 | -6891 | -6920 | -6949 | -6978 | -7005 | -7032 | -7060 | -7088 | -7116 | -7143 | -7170 | -7195 | -7220 | -7242 | -7259 | -7275 | -7287 | -7298 | -7307 | -7313 | -7312 | -7309 | -7306 | -7300 | -7291 | -7279 | -7263 | -7243 | -7220 | -7194 | -7163 | -7129 | -7091 | -7047 | -6999 | -6950 | -6898 | -6847 | -6797 | -6749 | -6705 | -6666 | -6633 | -6595 | -6544 | -6483 | -6413 | -6341 | -6266 | -6191 | -6115 | -6039 | -5965 | -5894 | -5826 | -5762 | -5702 | -5647 | -5597 | -5547 | -5497 | -5448 | -5398 | -5351 | -5308 | -5266 | -5223 | -5186 | -5153 | -5124 | -5097 | -5070 | -5041 | -5012 | -4982 | -4950 | -4916 | -4879 | -4839 | -4797 | -4750 | -4701 | -4650 | -4604 | -4569 | -4542 | -4528 | -4523 | -4522 | -4524 | -4525 | -4513 | -4491 | -4459 | -4420 | -4375 | -4325 | -4272 | -4216 | -4158 | -4099 | -4038 | -3975 | -3912 | -3851 | -3791 | -3731 | -3677 | -3630 | -3591 | -3558 | -3530 | -3501 | -3470 | -3438 | -3397 | -3348 | -3298 | -3248 | -3198 | -3150 | -3106 | -3071 | -3048 | -3038 | -3041 | -3058 | -3088 | -3129 | -3176 | -3229 | -3276 | -3309 | -3338 | -3365 | -3393 | -3420 | -3447 | -3478 | -3527 | -3586 | -3648 | -3712 | -3779 | -3848 | -3913 | -3968 | -4009 | -4033 | -4041 | -4034 | -4012 | -3980 | -3941 | -3898 | -3863 | -3843 | -3828 | -3823 | -3830 | -3850 | -3881 | -3909 | -3912 | -3906 | -3901 | -3897 | -3895 | -3893 | -3894 | -3897 | -3905 | -3918 | -3938 | -3961 | -3985 | -4010 | -4035 | -4059 | -4084 | -4110 | -4135 | -4155 | -4164 | -4164 | -4155 | -4144 | -4138 | -4138 | -4139 | -4140 | -4143 | -4149 | -4157 | -4170 | -4187 | -4207 | -4230 | -4258 | -4290 | -4326 | -4365 | -4406 | -4445 | -4481 | -4514 | -4549 | -4586 | -4624 | -4662 | -4701 | -4748 | -4805 | -4864 | -4926 | -4990 | -5055 | -5119 | -5181 | -5237 | -5288 | -5332 | -5368 | -5399 | -5423 | -5441 | -5454 | -5466 | -5475 | -5481 | -5480 | -5471 | -5458 | -5443 | -5432 | -5428 | -5424 | -5423 | -5422 | -5417 | -5410 | -5402 | -5396 | -5392 | -5390 | -5389 | -5388 | -5386 | -5384 | -5383 | -5383 | -5384 | -5393 | -5408 | -5430 | -5457 | -5488 | -5526 | -5563 | -5578 | -5579 | -5573 | -5562 | -5552 | -5546 | -5546 | -5555 | -5571 | -5598 | -5636 | -5683 | -5736 | -5791 | -5845 | -5898 | -5953 | -6009 | -6064 | -6121 | -6182 | -6244 | -6305 | -6361 | -6417 | -6474 | -6529 | -6584 | -6634 | -6678 | -6712 | -6735 | -6744 | -6738 | -6716 | -6681 | -6637 | -6584 | -6525 | -6461 | -6392 | -6325 | -6263 | -6205 | -6148 | -6086 | -6017 | -5939 | -5850 | -5756 | -5661 | -5568 | -5478 | -5391 | -5309 | -5234 | -5168 | -5113 | -5069 | -5035 | -5009 | -4990 | -4979 | -4978 | -4980 | -4981 | -4980 | -4977 | -4971 | -4968 | -4973 | -4990 | -5027 | -5071 | -5116 | -5159 | -5199 | -5235 | -5267 | -5295 | -5316 | -5330 | -5336 | -5336 | -5333 | -5328 | -5319 | -5305 | -5291 | -5277 | -5264 | -5252 | -5243 | -5235 | -5225 | -5209 | -5174 | -5124 | -5067 | -5006 | -4936 | -4860 | -4780 | -4698 | -4618 | -4543 | -4474 | -4413 | -4358 | -4311 | -4273 | -4246 | -4232 | -4230 | -4234 | -4240 | -4246 | -4252 | -4257 | -4267 | -4292 | -4333 | -4380 | -4434 | -4496 | -4564 | -4633 | -4699 | -4758 | -4807 | -4849 | -4884 | -4913 | -4935 | -4950 | -4960 | -4962 | -4958 | -4954 | -4955 | -4960 | -4969 | -4982 | -4997 | -5003 | -5002 | -4998 | -4992 | -4983 | -4976 | -4972 | -4974 | -4985 | -5007 | -5036 | -5071 | -5114 | -5161 | -5213 | -5267 | -5327 | -5394 | -5467 | -5545 | -5628 | -5717 | -5806 | -5893 | -5977 | -6060 | -6149 | -6244 | -6348 | -6459 | -6576 | -6694 | -6812 | -6927 | -7038 | -7146 | -7250 | -7350 | -7447 | -7543 | -7634 | -7721 | -7803 | -7878 | -7945 | -8005 | -8062 | -8121 | -8189 | -8260 | -8327 | -8390 | -8450 | -8508 | -8564 | -8621 | -8677 | -8733 | -8788 | -8842 | -8896 | -8951 | -9005 | -9057 | -9108 | -9155 | -9198 | -9237 | -9277 | -9317 | -9356 | -9394 | -9429 | -9464 | -9499 | -9531 | -9558 | -9580 | -9596 | -9607 | -9617 | -9628 | -9641 | -9657 | -9675 | -9697 | -9722 | -9752 | -9782 | -9799 | -9806 | -9806 | -9797 | -9784 | -9769 | -9761 | -9775 | -9792 | -9808 | -9826 | -9848 | -9873 | -9900 | -9927 | -9955 | -9985 | -10015 | -10043 | -10066 | -10085 | -10097 | -10103 | -10104 | -10108 | -10113 | -10121 | -10135 | -10152 | -10172 | -10188 | -10186 | -10178 | -10168 | -10155 | -10138 | -10116 | -10092 | -10065 | -10035 | -9999 | -9958 | -9912 | -9864 | -9813 | -9760 | -9704 | -9650 | -9607 | -9576 | -9551 | -9528 | -9503 | -9475 | -9443 | -9403 | -9360 | -9316 | -9273 | -9230 | -9188 | -9147 | -9106 | -9066 | -9029 | -8995 | -8965 | -8940 | -8921 | -8907 | -8901 | -8898 | -8890 | -8880 | -8869 | -8854 | -8836 | -8817 | -8805 | -8809 | -8818 | -8831 | -8845 | -8861 | -8880 | -8902 | -8928 | -8955 | -8984 | -9013 | -9045 | -9078 | -9112 | -9147 | -9180 | -9213 | -9246 | -9277 | -9300 | -9318 | -9333 | -9349 | -9366 | -9387 | -9413 | -9445 | -9483 | -9525 | -9569 | -9614 | -9660 | -9705 | -9749 | -9790 | -9826 | -9855 | -9874 | -9883 | -9881 | -9870 | -9854 | -9835 | -9820 | -9811 | -9808 | -9807 | -9798 | -9775 | -9747 | -9712 | -9671 | -9624 | -9571 | -9514 | -9453 | -9390 | -9322 | -9251 | -9176 | -9100 | -9024 | -8949 | -8874 | -8800 | -8735 | -8679 | -8629 | -8583 | -8535 | -8482 | -8415 | -8326 | -8224 | -8114 | -7996 | -7871 | -7741 | -7611 | -7483 | -7361 | -7248 | -7150 | -7064 | -6988 | -6923 | -6866 | -6820 | -6783 | -6753 | -6725 | -6698 | -6675 | -6657 | -6643 | -6635 | -6632 | -6631 | -6632 | -6633 | -6637 | -6642 | -6641 | -6635 | -6624 | -6611 | -6596 | -6583 | -6571 | -6563 | -6559 | -6557 | -6554 | -6549 | -6541 | -6531 | -6518 | -6503 | -6488 | -6477 | -6471 | -6466 | -6464 | -6466 | -6471 | -6478 | -6492 | -6508 | -6524 | -6537 | -6542 | -6539 | -6528 | -6512 | -6493 | -6475 | -6458 | -6434 | -6405 | -6368 | -6325 | -6281 | -6242 | -6217 | -6212 | -6218 | -6232 | -6255 | -6287 | -6328 | -6377 | -6432 | -6493 | -6559 | -6629 | -6704 | -6783 | -6860 | -6933 | -7003 | -7070 | -7127 | -7177 | -7218 | -7252 | -7281 | -7308 | -7343 | -7391 | -7443 | -7495 | -7545 | -7594 | -7638 | -7678 | -7715 | -7749 | -7781 | -7810 | -7834 | -7852 | -7861 | -7865 | -7862 | -7850 | -7841 | -7836 | -7840 | -7855 | -7874 | -7893 | -7901 | -7895 | -7883 | -7871 | -7855 | -7837 | -7819 | -7799 | -7778 | -7756 | -7733 | -7710 | -7689 | -7674 | -7668 | -7669 | -7678 | -7695 | -7721 | -7748 | -7769 | -7780 | -7785 | -7789 | -7795 | -7803 | -7814 | -7826 | -7836 | -7843 | -7847 | -7847 | -7844 | -7840 | -7834 | -7827 | -7819 | -7809 | -7796 | -7779 | -7759 | -7735 | -7705 | -7669 | -7634 | -7600 | -7565 | -7528 | -7486 | -7432 | -7369 | -7301 | -7231 | -7160 | -7091 | -7024 | -6961 | -6902 | -6849 | -6799 | -6752 | -6705 | -6661 | -6620 | -6583 | -6552 | -6522 | -6495 | -6470 | -6442 | -6412 | -6386 | -6373 | -6373 | -6379 | -6392 | -6410 | -6434 | -6461 | -6492 | -6527 | -6563 | -6600 | -6636 | -6673 | -6713 | -6752 | -6791 | -6829 | -6868 | -6908 | -6947 | -6983 | -7018 | -7053 | -7088 | -7123 | -7158 | -7191 | -7222 | -7250 | -7274 | -7293 | -7306 | -7312 | -7309 | -7299 | -7285 | -7267 | -7248 | -7230 | -7210 | -7190 | -7169 | -7156 | -7158 | -7175 | -7204 | -7242 | -7279 | -7310 | -7344 | -7379 | -7416 | -7454 | -7495 | -7538 | -7587 | -7641 | -7700 | -7762 | -7827 | -7894 | -7961 | -8029 | -8099 | -8172 | -8246 | -8316 | -8376 | -8425 | -8465 | -8498 | -8531 | -8569 | -8610 | -8654 | -8698 | -8744 | -8791 | -8839 | -8888 | -8935 | -8981 | -9025 | -9065 | -9100 | -9130 | -9154 | -9175 | -9194 | -9209 | -9217 | -9221 | -9225 | -9232 | -9244 | -9254 | -9245 | -9204 | -9151 | -9091 | -9022 | -8947 | -8864 | -8774 | -8680 | -8586 | -8494 | -8406 | -8322 | -8244 | -8172 | -8103 | -8036 | -7974 | -7920 | -7870 | -7823 | -7778 | -7734 | -7694 | -7665 | -7652 | -7637 | -7622 | -7607 | -7594 | -7583 | -7572 | -7562 | -7548 | -7529 | -7504 | -7473 | -7440 | -7407 | -7378 | -7352 | -7332 | -7322 | -7319 | -7323 | -7332 | -7343 | -7355 | -7368 | -7382 | -7403 | -7431 | -7465 | -7504 | -7547 | -7595 | -7647 | -7703 | -7762 | -7826 | -7897 | -7971 | -8046 | -8119 | -8187 | -8247 | -8287 | -8314 | -8329 | -8336 | -8337 | -8336 | -8339 | -8350 | -8357 | -8362 | -8363 | -8360 | -8355 | -8346 | -8336 | -8324 | -8313 | -8300 | -8284 | -8263 | -8237 | -8206 | -8175 | -8145 | -8123 | -8104 | -8089 | -8075 | -8061 | -8045 | -8027 | -8004 | -7981 | -7956 | -7931 | -7905 | -7880 | -7854 | -7828 | -7801 | -7772 | -7743 | -7714 | -7686 | -7659 | -7631 | -7600 | -7565 | -7529 | -7498 | -7469 | -7444 | -7423 | -7400 | -7364 | -7310 | -7251 | -7190 | -7124 | -7055 | -6984 | -6910 | -6836 | -6760 | -6682 | -6602 | -6520 | -6436 | -6350 | -6264 | -6179 | -6098 | -6019 | -5941 | -5864 | -5785 | -5706 | -5627 | -5559 | -5510 | -5470 | -5438 | -5414 | -5397 | -5384 | -5372 | -5363 | -5359 | -5359 | -5363 | -5373 | -5387 | -5405 | -5424 | -5444 | -5461 | -5478 | -5495 | -5513 | -5532 | -5554 | -5580 | -5607 | -5632 | -5654 | -5674 | -5694 | -5713 | -5733 | -5755 | -5781 | -5809 | -5837 | -5866 | -5894 | -5921 | -5947 | -5972 | -5997 | -6023 | -6046 | -6060 | -6066 | -6064 | -6054 | -6043 | -6036 | -6035 | -6038 | -6044 | -6049 | -6053 | -6057 | -6064 | -6071 | -6079 | -6087 | -6096 | -6107 | -6120 | -6135 | -6153 | -6174 | -6196 | -6218 | -6240 | -6264 | -6294 | -6330 | -6364 | -6391 | -6408 | -6421 | -6428 | -6433 | -6436 | -6436 | -6433 | -6424 | -6409 | -6391 | -6369 | -6344 | -6317 | -6286 | -6253 | -6220 | -6189 | -6170 | -6162 | -6162 | -6165 | -6172 | -6180 | -6186 | -6190 | -6195 | -6201 | -6207 | -6211 | -6211 | -6207 | -6200 | -6191 | -6183 | -6177 | -6173 | -6171 | -6172 | -6172 | -6171 | -6164 | -6148 | -6126 | -6100 | -6071 | -6040 | -6007 | -5970 | -5931 | -5891 | -5850 | -5811 | -5775 | -5745 | -5724 | -5711 | -5705 | -5704 | -5705 | -5707 | -5709 | -5711 | -5713 | -5717 | -5723 | -5728 | -5729 | -5728 | -5727 | -5730 | -5739 | -5761 | -5801 | -5851 | -5909 | -5973 | -6040 | -6107 | -6173 | -6233 | -6289 | -6342 | -6391 | -6440 | -6490 | -6540 | -6587 | -6633 | -6676 | -6715 | -6754 | -6787 | -6808 | -6818 | -6819 | -6817 | -6803 | -6779 | -6746 | -6708 | -6666 | -6620 | -6574 | -6533 | -6496 | -6464 | -6435 | -6409 | -6384 | -6361 | -6340 | -6323 | -6310 | -6299 | -6292 | -6288 | -6292 | -6304 | -6321 | -6339 | -6351 | -6359 | -6365 | -6368 | -6368 | -6368 | -6364 | -6356 | -6343 | -6323 | -6298 | -6270 | -6238 | -6203 | -6169 | -6135 | -6100 | -6063 | -6023 | -5982 | -5939 | -5894 | -5849 | -5807 | -5781 | -5765 | -5759 | -5760 | -5770 | -5789 | -5816 | -5849 | -5890 | -5935 | -5983 | -6031 | -6079 | -6128 | -6175 | -6220 | -6262 | -6302 | -6341 | -6379 | -6417 | -6453 | -6488 | -6522 | -6553 | -6581 | -6606 | -6630 | -6650 | -6667 | -6683 | -6696 | -6707 | -6718 | -6730 | -6746 | -6766 | -6790 | -6816 | -6847 | -6883 | -6920 | -6954 | -6990 | -7025 | -7059 | -7095 | -7140 | -7189 | -7239 | -7289 | -7340 | -7391 | -7440 | -7487 | -7530 | -7570 | -7608 | -7642 | -7677 | -7710 | -7742 | -7773 | -7801 | -7827 | -7855 | -7887 | -7917 | -7948 | -7980 | -8009 | -8031 | -8044 | -8055 | -8062 | -8067 | -8071 | -8072 | -8071 | -8070 | -8069 | -8069 | -8071 | -8073 | -8073 | -8073 | -8073 | -8074 | -8074 | -8079 | -8089 | -8102 | -8120 | -8143 | -8169 | -8193 | -8220 | -8251 | -8289 | -8332 | -8382 | -8437 | -8498 | -8564 | -8634 | -8706 | -8777 | -8845 | -8908 | -8964 | -9012 | -9051 | -9080 | -9104 | -9124 | -9146 | -9168 | -9190 | -9207 | -9214 | -9216 | -9213 | -9203 | -9187 | -9161 | -9127 | -9086 | -9040 | -8991

## AT00
Country | Generator_ID | unit_name_prefix | Scenario | Year | capacity_input1 | node_suffix_input1 | capacity_output1 | node_suffix_output1 | capacity_output2 | node_suffix_output2 | cb | cv | Note | method | ## | ## | ## | ## | ## | ## | ## | ## | ## | ## | ## | ## | ## | ## | ## | ## | ## | ## | ## | ## | ## | ## | ## | ## | ## | ## | ## | ## | ## | ## | ## | ## | ## | ## | ## | ## | ## | ## | ## | ## | ## | ## | ## | ## | ## | ## | ## | ## | ## | ## | ## | ## | ## | ## | ## | ## | ## | ## | ## | ## | ## | ## | ## | ## | ## | ## | ## | ## | ## | ## | ## | ## | ## | ##
AT00 | Coal CHP |  | all | 2015 |  |  | 143.158 |  | 318.1289 |  | 0.45
AT00 | Gas CCGT CHP |  | all | 2015 |  |  | 1552.9431 |  | 1552.9431 |  | 1
AT00 | Waste CHP |  | all | 2015 |  |  | 54.2066 |  | 108.4133 |  | 0.5 | [13 empty] | https://www.statistik.at/statistiken/energie-und-umwelt/energie/energiebilanzen | [46 empty] | 2015 | 2020 | 2025 | 2030 | 2035 | 2040
AT00 | Bio CHP |  | all | 2015 |  |  | 150.5335 |  | 376.3338 |  | 0.4 | [13 empty] | Table: Energy balances Austria 1970–2024 (.ods) | [45 empty] | coal | 318.1289 | 173.5279 | 28.9269 | 0 | 0 | 0
AT00 | Coal CHP |  | all | 2020 |  |  | 78.0875 |  | 173.5279 |  | 0.45 | [13 empty] | From the excel sheet "Fernwärme" (=district heating) | [45 empty] | gas | 6941.1558 | 5795.9886 | 4650.8215 | 4326.5179 | 4002.2143 | 3677.9107
AT00 | Gas CCGT CHP |  | all | 2020 |  |  | 1540.7457 |  | 1540.7457 |  | 1 | [59 empty] | waste | 152.6572 | 159.8735 | 167.0897 | 174.3059 | 181.5221 | 188.7383
AT00 | Waste CHP |  | all | 2020 |  |  | 58.4705 |  | 116.941 |  | 0.5 | [14 empty] | 2000 | 2001 | 2002 | 2003 | 2004 | 2005 | 2006 | 2007 | 2008 | 2009 | 2010 | 2011 | 2012 | 2013 | 2014 | 2015 | 2016 | 2017 | 2018 | 2019 | 2020 | 2021 | 2022 | 2023 | [21 empty] | bio | 1820.6833 | 2071.411 | 2322.1387 | 2757.7378 | 3193.337 | 3628.9361
AT00 | Bio CHP |  | all | 2020 |  |  | 149.5062 |  | 373.7654 |  | 0.4 | [12 empty] | MWh | Conversion output | 13228224 | 13369014 | 13286105 | 14505576 | 15623310 | 16413928 | 16766392 | 16827114 | 18512192 | 19451585 | 21726523 | 21792498 | 23137747 | 23574573 | 21745818 | 22867333 | 23640366 | 24487984 | 23330653 | 23291226 | 23421279 | 25638954 | 23127303 | 22330394 | Conversion output | [20 empty] | GSHP | 106.941 | 117.479 | 128.0171 | 163.7841 | 208.63 | 253.476
AT00 | Coal CHP |  | all | 2025 |  |  | 13.0171 |  | 28.9269 |  | 0.45 | [13 empty] | CHP | 8002362 | 8560404 | 8498955 | 9561160 | 10976255 | 10835663 | 11302343 | 11311598 | 12068340 | 12381283 | 13524015 | 13869479 | 14239615 | 13898818 | 12164870 | 13498962 | 14107828 | 14544810 | 13744191 | 14293860 | 13838127 | 14692993 | 13402676 | 12550353 | CHP
AT00 | Gas CCGT CHP |  | all | 2025 |  |  | 1528.5484 |  | 1528.5484 |  | 1 | [13 empty] | CHP DH (Energy company) | 6631797 | 7652842 | 7699647 | 8718628 | 9857730 | 9723172 | 9872806 | 9681950 | 10702693 | 10759290 | 11471203 | 11726139 | 11685391 | 11277943 | 9845194 | 10779876 | 11225819 | 11320617 | 11175981 | 11528587 | 11045429 | 11599450 | 10662845 | 9325533 | CHP DH (Energy company)
AT00 | Waste CHP |  | all | 2025 |  |  | 62.7344 |  | 125.4687 |  | 0.5 | [13 empty] | CHPcoal | 745075 | 898325 | 897445 | 870383 | 928189 | 849955 | 815635 | 756793 | 825725 | 728982 | 712962 | 747922 | 707167 | 756072 | 832383 | 945785 | 885038 | 829970 | 748830 | 916866 | 457483 | 0 | 0 | 0 | CHPcoal | [15 empty] | Sorting | CHP | HOB | GSHP
AT00 | Bio CHP |  | all | 2025 |  |  | 148.4788 |  | 371.197 |  | 0.4 | [13 empty] | CHPoil | 1193707 | 1462594 | 1181235 | 1398626 | 1409623 | 1245949 | 1158380 | 778700 | 739608 | 791165 | 1047866 | 518376 | 218454 | 157207 | 74639 | 257088 | 409899 | 228295 | 23584 | 22389 | 59816 | 44764 | 112924 | 84462 | CHPoil | [14 empty] | 2015 |  | 318.1289 | 0 | 106.941
AT00 | Coal CHP |  | all | 0 |  |  | 0 |  | 0 |  | 0.45 | [13 empty] | CHPgas | 4190794 | 4536944 | 4807537 | 5519184 | 5997925 | 6005582 | 5544268 | 5101213 | 5225879 | 5239659 | 5581991 | 5806900 | 6030597 | 5716598 | 4875220 | 5025730 | 5590394 | 5699088 | 5866639 | 5978504 | 5897820 | 6639961 | 5745459 | 4710790 | CHPgas | [16 empty] | 1641.4386 | 621.8754 | 117.479
AT00 | Gas CCGT CHP |  | all | 2030 |  |  | 1443.1671 |  | 1443.1671 |  | 1 | [13 empty] | CHPwaste | 274775 | 431917 | 430122 | 471174 | 878480 | 584132 | 611614 | 591501 | 646339 | 745645 | 567458 | 574587 | 538978 | 737927 | 805157 | 876335 | 924426 | 917969 | 900568 | 873393 | 856183 | 967570 | 919430 | 883336 | CHPwaste | [16 empty] | 108.4133 | 5299.7171 | 128.0171
AT00 | Waste CHP |  | all | 2030 |  |  | 66.9982 |  | 133.9964 |  | 0.5 | [13 empty] | CHPbio | 227446 | 323062 | 383308 | 459262 | 643513 | 1037554 | 1742909 | 2453744 | 3265141 | 3253838 | 3560926 | 4078355 | 4190195 | 3910140 | 3257795 | 3674938 | 3416062 | 3645295 | 3636360 | 3737435 | 3774127 | 3947154 | 3885033 | 3646944 | CHPbio | [16 empty] | 535.064 | 44.244 | 163.7841
AT00 | Bio CHP |  | all | 2030 |  |  | 221.4 |  | 553.5001 |  | 0.4 | [55 empty] | 173.5279 | 1285.6193 | 208.63
AT00 | Coal CHP |  | all | 0 |  |  | 0 |  | 0 |  | 0.45 | [13 empty] | HOB | 5225862 | 4808609 | 4787150 | 4944416 | 4647055 | 5578265 | 5464049 | 5515516 | 6443852 | 7070302 | 8202508 | 7923019 | 8898133 | 9675756 | 9580948 | 9368371 | 9532538 | 9943173 | 9586462 | 8997366 | 9583152 | 10945961 | 9724627 | 9780041 | HOB | [16 empty] | 1629.2413 | 0 | 253.476
AT00 | Gas CCGT CHP |  | all | 2035 |  |  | 1357.7859 |  | 1357.7859 |  | 1 | [13 empty] | HOB DH (Energy company) | 5069989 | 4701915 | 4738060 | 4761377 | 4533512 | 5402835 | 5340169 | 5348233 | 6199824 | 6831759 | 8088596 | 7829183 | 8786145 | 9528289 | 9402042 | 9210902 | 9346743 | 9847757 | 9403635 | 8908232 | 9502065 | 10831087 | 9623225 | 9668091 | HOB DH (Energy company) | [16 empty] | 116.941 | 561.7384
AT00 | Waste CHP |  | all | 2035 |  |  | 71.2621 |  | 142.5241 |  | 0.5 | [13 empty] | HOBcoal | 0 | 0 | 0 | 0 | 0 | 0 | 0 | 0 | 0 | 0 | 0 | 0 | 0 | 0 | 0 | 0 | 0 | 0 | 0 | 0 | 0 | 0 | 0 | 0 | HOBcoal | [16 empty] | 532.4956 | 4166.7473
AT00 | Bio CHP |  | all | 2035 |  |  | 294.3213 |  | 735.8031 |  | 0.4 | [13 empty] | HOBoil | 780263 | 1364603 | 400459 | 277709 | 461078 | 752318 | 533427 | 424479 | 437184 | 478680 | 368788 | 290871 | 379445 | 359420 | 382557 | 313775 | 313430 | 268320 | 247944 | 98237 | 108666 | 338435 | 397107 | 359845 | HOBoil | [16 empty] | 28.9269 | 42.9325
AT00 | Coal CHP |  | all | 0 |  |  | 0 |  | 0 |  | 0.45 | [13 empty] | HOBgas | 2355211 | 1017844 | 1744067 | 1737628 | 1489075 | 2081239 | 2043147 | 2063815 | 2387699 | 2411714 | 2472439 | 2448091 | 2799640 | 3407589 | 3020173 | 2764402 | 2664687 | 2914015 | 2260217 | 1896596 | 1747503 | 2047973 | 1338943 | 1547764 | HOBgas | [16 empty] | 1617.044 | 1538.9154
AT00 | Gas CCGT CHP |  | all | 2040 |  |  | 1272.4046 |  | 1272.4046 |  | 1 | [13 empty] | HOBwaste | 203911 | 210541 | 213994 | 210000 | 202772 | 222560 | 230711 | 268379 | 274210 | 247991 | 253818 | 274990 | 271042 | 272478 | 275796 | 258151 | 259276 | 277280 | 268626 | 270821 | 260930 | 260493 | 238494 | 241249 | HOBwaste | [16 empty] | 125.4687 | 0
AT00 | Waste CHP |  | all | 2040 |  |  | 75.5259 |  | 151.0518 |  | 0.5 | [13 empty] | HOBbio | 1618369 | 1973937 | 2282195 | 2429186 | 2278842 | 2230903 | 2384507 | 2453490 | 2950810 | 3544958 | 4845168 | 4665059 | 5168203 | 5316034 | 5569643 | 5703580 | 5935730 | 6213873 | 6450822 | 6386225 | 7111652 | 7834152 | 7346656 | 7234517 | HOBbio | [16 empty] | 529.9272 | 501.6014
AT00 | Bio CHP |  | all | 2040 |  |  | 367.2425 |  | 918.1062 |  | 0.4 | [55 empty] | 0 | 3033.7776
AT00 | Gas CHP extraction |  | all | 1 |  |  | 100 |  | 88.4956 |  | 1 | -0.13 | [12 empty] | GSHP | 14035 | 15723 | 15044 | 16338 | 15640 | 16587 | 15766 | 14089 | 14390 | 15760 | 16857 | 15481 | 17888 | 16125 | 12444 | 15679 | 14391 | 15633 | 17618 | 6040 | 15573 | 26389 | 24334 | 16763 | GSHP | [16 empty] | 1531.6627 | 41.621
AT00 | Bio CHP extraction |  | all | 1 |  |  | 100 |  | 158.7302 |  | 0.5 | -0.13 | [54 empty] | 133.9964 | 1792.2115
AT00 | Gas CCGT old 1 |  | all | 2030 |  |  | -356.503 | [6 empty] | add-non-negative | [10 empty] | End Consumption (households / public and private sector | 10151117.9413 | 10754292.0654 | 10652182.2037 | 11474760.2937 | 12186368.9512 | 12018208.1966 | 12142617.2296 | 12084027.062 | 13293257.5844 | 13931260.682 | 15383334.1163 | 15358390.4334 | 16097670.3499 | 16648387.445 | 15220323.2973 | 16224642.2673 | 17146234.1327 | 17794098.4403 | 16830000.5432 | 16947872.1432 | 17288764.6895 | 18905305.6374 | 16994845.7471 | 16653686.6585 | End Consumption (households / public and private sector | [16 empty] | 712.2302 | 0
AT00 | Gas CCGT old 2 |  | all | 2030 |  |  | -220.002 | [6 empty] | add-non-negative | [46 empty] | helpers | [5 empty] | 0 | 441.4644
AT00 | Gas CCGT present 2 |  | all | 2030 |  |  | -966.6621 | [6 empty] | add-non-negative | [10 empty] | Total CHP+HOB+elec to heat (Energy Companies) | 11715821 | 12370480 | 12452751 | 13496343 | 14406882 | 15142594 | 15228741 | 15044272 | 16916907 | 17606809 | 19576656 | 19570803 | 20489424 | 20822357 | 19259680 | 20006457 | 20586953 | 21184007 | 20597234 | 20442859 | 20563067 | 22456926 | 20310404 | 19010387 | Total CHP+HOB+elec to heat (Energy Companies) | [10 empty] | trend | slope |  |  |  |  | 1446.2814 | 2794.8552
AT00 | Gas conventional old 1 |  | all | 2030 |  |  | -166.9982 | [6 empty] | add-non-negative | [8 empty] | FLH | MW |  | 2000 | 2001 | 2002 | 2003 | 2004 | 2005 | 2006 | 2007 | 2008 | 2009 | 2010 | 2011 | 2012 | 2013 | 2014 | 2015 | 2016 | 2017 | 2018 | 2019 | 2020 | 2021 | 2022 | 2023 |  |  | 2015 | 2020 | 2025 | 2030 | 2035 | 2040 | [9 empty] | 142.5241 | 40.3095
AT00 | Gas CCGT present 1 |  | all | 2030 |  |  | -221.4 | [6 empty] | add-non-negative | [8 empty] | 2500 |  | CHPcoal | 455.5993 | 552.3924 | 514.901 | 532.7718 | 557.3458 | 504.4473 | 479.1602 | 405.5056 | 427.9183 | 396.0266 | 423.5031 | 367.5944 | 311.7027 | 323.1801 | 342.8055 | 412.2496 | 408.1219 | 362.1229 | 302.6451 | 369.7017 | 190.8889 | 5.9088 | 14.906 | 11.149 | CHPcoal |  | 318.1289 | 173.5279 | 28.9269 | 0 | 0 | 0 |  | CHPcoal | [7 empty] | 894.5333 | 2045.5076
AT00 | Oil HOB |  | all | 2015 |  |  | 621.8754 | [15 empty] | 3500 |  | CHPgas | 1310.9424 | 1435.4251 | 1485.9681 | 1709.979 | 1847.8084 | 1834.4237 | 1694.2882 | 1531.5772 | 1563.4767 | 1572.3191 | 1694.5515 | 1708.4341 | 1743.8121 | 1648.2708 | 1400.0214 | 1460.3829 | 1636.2544 | 1650.0315 | 1678.4264 | 1710.2742 | 1690.7825 | 1901.3907 | 1652.3036 | 1353.976 | CHPgas |  | 1641.4386 | 1629.2413 | 1617.044 | 1531.6627 | 1446.2814 | 1360.9002 |  | CHPgas |  | 1617.044 | -2.4395 |  |  |  |  | 0 | 0
AT00 | Gas HOB |  | all | 2015 |  |  | 5299.7171 | [15 empty] | 8000 |  | CHPwaste | 84.0349 | 114.8701 | 102.9342 | 117.1146 | 168.4856 | 124.8791 | 124.6693 | 106.351 | 111.5786 | 126.1379 | 114.5497 | 93.4008 | 76.4654 | 98.7846 | 103.7515 | 120.2432 | 132.6153 | 124.2489 | 113.5527 | 110.1061 | 109.5127 | 122.8096 | 119.6292 | 113.9327 | CHPwaste |  | 108.4133 | 116.941 | 125.4687 | 133.9964 | 142.5241 | 151.0518 |  | CHPwaste | [7 empty] | 1360.9002 | 381.3273
AT00 | Waste HOB |  | all | 2015 |  |  | 44.244 | [15 empty] | 7000 |  | CHPbio | 32.4923 | 46.1517 | 54.7583 | 65.6089 | 91.9304 | 148.222 | 248.987 | 350.5349 | 466.4487 | 464.834 | 508.7037 | 582.6221 | 598.5993 | 558.5914 | 465.3993 | 524.9911 | 488.0089 | 520.7564 | 519.48 | 533.9193 | 539.161 | 563.8791 | 555.0047 | 520.992 | CHPbio |  | 535.064 | 532.4956 | 529.9272 | 712.2302 | 894.5333 | 1076.8363 |  | CHPbio |  | 254.9965 | 24.3071 |  |  |  |  | 151.0518 | 2555.9329
AT00 | Bio HOB |  | all | 2015 |  |  | 1285.6193 | [18 empty] | 2000 | 2001 | 2002 | 2003 | 2004 | 2005 | 2006 | 2007 | 2008 | 2009 | 2010 | 2011 | 2012 | 2013 | 2014 | 2015 | 2016 | 2017 | 2018 | 2019 | 2020 | 2021 | 2022 | 2023 |  |  | 2015 | 2020 | 2025 | 2030 | 2035 | 2040 | [7 empty] | 2040 |  | 1076.8363 | 38.998
AT00 | Oil HOB |  | all | 2020 |  |  | 561.7384 | [15 empty] | 1000 |  | HOBcoal | 0 | 0 | 0 | 0 | 0 | 0 | 0 | 0 | 0 | 0 | 0 | 0 | 0 | 0 | 0 | 0 | 0 | 0 | 0 | 0 | 0 | 0 | 0 | 0 | HOBcoal |  | 0 | 0 | 0 | 0 | 0 | 0 |  | HOBcoal | [8 empty] | 2298.8037
AT00 | Gas HOB |  | all | 2020 |  |  | 4166.7473 | [15 empty] | 500 |  | HOBoil | 1560.526 | 2729.206 | 800.918 | 555.418 | 922.156 | 1504.636 | 1066.854 | 848.958 | 874.368 | 957.36 | 737.576 | 581.742 | 758.89 | 718.84 | 765.114 | 627.55 | 626.86 | 536.64 | 495.888 | 196.474 | 217.332 | 676.87 | 794.214 | 719.69 | HOBoil |  | 621.8754 | 561.7384 | 501.6014 | 441.4644 | 381.3273 | 321.1903 |  | HOBoil | [8 empty] | 0
AT00 | Waste HOB |  | all | 2020 |  |  | 42.9325 | [15 empty] | 480 |  | HOBgas | 4906.6896 | 2120.5083 | 3633.4729 | 3620.0583 | 3102.2396 | 4335.9146 | 4256.5562 | 4299.6146 | 4974.3729 | 5024.4042 | 5150.9146 | 5100.1896 | 5832.5833 | 7099.1438 | 6292.0271 | 5759.1708 | 5551.4312 | 6070.8646 | 4708.7854 | 3951.2417 | 3640.6312 | 4266.6104 | 2789.4646 | 3224.5083 | HOBgas |  | 5299.7171 | 4166.7473 | 3033.7776 | 2794.8552 | 2555.9329 | 2317.0105 |  | HOBgas |  | 3033.7776 | 23.8922 | [5 empty] | 321.1903
AT00 | Bio HOB |  | all | 2020 |  |  | 1538.9154 | [15 empty] | 6000 |  | HOBwaste | 33.9852 | 35.0902 | 35.6657 | 35 | 33.7953 | 37.0933 | 38.4518 | 44.7298 | 45.7017 | 41.3318 | 42.303 | 45.8317 | 45.1737 | 45.413 | 45.966 | 43.0252 | 43.2127 | 46.2133 | 44.771 | 45.1368 | 43.4883 | 43.4155 | 39.749 | 40.2082 | HOBwaste |  | 44.244 | 42.9325 | 41.621 | 40.3095 | 38.998 | 37.6865 |  | HOBwaste | [8 empty] | 2317.0105
AT00 | Oil HOB |  | all | 2025 |  |  | 501.6014 | [15 empty] | 4500 |  | HOBbio | 359.6376 | 438.6527 | 507.1544 | 539.8191 | 506.4093 | 495.7562 | 529.8904 | 545.22 | 655.7356 | 787.7684 | 1076.704 | 1036.6798 | 1148.4896 | 1181.3409 | 1237.6984 | 1267.4622 | 1319.0511 | 1380.8607 | 1433.516 | 1419.1611 | 1580.3671 | 1740.9227 | 1632.5902 | 1607.6704 | HOBbio |  | 1285.6193 | 1538.9154 | 1792.2115 | 2045.5076 | 2298.8037 | 2552.0998 |  | HOBbio | [8 empty] | 37.6865
AT00 | Gas HOB |  | all | 2025 |  |  | 3033.7776 | [18 empty] | 2000 | 2001 | 2002 | 2003 | 2004 | 2005 | 2006 | 2007 | 2008 | 2009 | 2010 | 2011 | 2012 | 2013 | 2014 | 2015 | 2016 | 2017 | 2018 | 2019 | 2020 | 2021 | 2022 | 2023 |  |  | 2015 | 2020 | 2025 | 2030 | 2035 | 2040 | [10 empty] | 2552.0998
AT00 | Waste HOB |  | all | 2025 |  |  | 41.621 | [15 empty] | 150 |  | GSHP | 93.5667 | 104.82 | 100.2933 | 108.92 | 104.2667 | 110.58 | 105.1067 | 93.9267 | 95.9333 | 105.0667 | 112.38 | 103.2067 | 119.2533 | 107.5 | 82.96 | 104.5267 | 95.94 | 104.22 | 117.4533 | 40.2667 | 103.82 | 175.9267 | 162.2267 | 111.7533 | GSHP |  | 106.941 | 117.479 | 128.0171 | 163.7841 | 208.63 | 253.476 |  | GSHP |  | 118.9381 | 0.89692
AT00 | Bio HOB |  | all | 2025 |  |  | 1792.2115
AT00 | Oil HOB |  | all | 2030 |  |  | 441.4644
AT00 | Gas HOB |  | all | 2030 |  |  | 2794.8552
AT00 | Waste HOB |  | all | 2030 |  |  | 40.3095
AT00 | Bio HOB |  | all | 2030 |  |  | 2045.5076 | [57 empty] | AUSTRIA: STATUS OF THE HEAT PUMP MARKET
AT00 | Oil HOB |  | all | 2035 |  |  | 381.3273 | [57 empty] | JRC 137131
AT00 | Gas HOB |  | all | 2035 |  |  | 2555.9329 | [8 empty] | Extraction CHP capacity | [48 empty] | Capacity of large heat pumps in district heating
AT00 | Waste HOB |  | all | 2035 |  |  | 38.998 | [8 empty] | 200 | MW | [47 empty] | networks: 108 MWth10
AT00 | Bio HOB |  | all | 2035 |  |  | 2298.8037 | [9 empty] | The amount of added CHP extraction capacity that needs to be reduced from the existing backpressure CHP capacity
AT00 | Oil HOB |  | all | 2040 |  |  | 321.1903 | [9 empty] | elec | heat | [46 empty] | https://www.iea-dhc.org/fileadmin/documents/Annex_TS3/guidebook_Appendix_B_Country_report_Austria.pdf
AT00 | Gas HOB |  | all | 2040 |  |  | 2317.0105 | [8 empty] | gas | 100 | 88.4956 | [46 empty] | The potential district zones are mainly identified based on the heat demand densities. The
AT00 | Waste HOB |  | all | 2040 |  |  | 37.6865 | [8 empty] | bio | 100 | 158.7302 | [46 empty] | available potential from biomass is less than the identified potential DH zones. Therefore, the
AT00 | Bio HOB |  | all | 2040 |  |  | 2552.0998 | [57 empty] | alternative options are used wherever the heat supply via alternative renewable sources is
AT00 | Ground source heat pump |  | all | 2015 |  |  | 106.941 | [57 empty] | economically and technically viable, e.g., by large-scale heat pumps
AT00 | Ground source heat pump |  | all | 2020 |  |  | 117.479
AT00 | Ground source heat pump |  | all | 2025 |  |  | 128.0171
AT00 | Ground source heat pump |  | all | 2030 |  |  | 163.7841
AT00 | Ground source heat pump |  | all | 2035 |  |  | 208.63 | [57 empty] | https://www.energy-innovation-austria.at/article/energiespeicher-in-oesterreich/
AT00 | Ground source heat pump |  | all | 2040 |  |  | 253.476 | [57 empty] | Heat Storage (2021)
AT00 | Heat storage discharger |  | all | 2015 |  |  | 600 | [57 empty] | 7,8 GWh
AT00 | Heat storage charger |  | all | 2015 |  |  | 600 | [8 empty] | Country | Generator_ID | Scenario | Year | capacity_output1 | node_suffix_output2 | capacity_input1 | Note | [41 empty] | https://www.aee-intec.at/wp-content/uploads/2025/04/dateien1882.pdf
AT00 | Heat storage discharger |  | all | 2020 |  |  | 750 | [8 empty] | AT00 | Gas CCGT new | National Trends | 2030 | 113 | [44 empty] | Heat Storage (2023)
AT00 | Heat storage charger |  | all | 2020 |  |  | 750 | [8 empty] | AT00 | Gas CCGT old 1 | National Trends | 2030 | 356.503 | [44 empty] | 8,4 GWh
AT00 | Heat storage discharger |  | all | 2025 |  |  | 900 | [8 empty] | AT00 | Gas CCGT old 2 | National Trends | 2030 | 220.002
AT00 | Heat storage charger |  | all | 2025 |  |  | 900 | [8 empty] | AT00 | Gas CCGT present 1 | National Trends | 2030 | 370 | [44 empty] | Based on these sources: 0,3 GWh growth per year
AT00 | Heat storage discharger |  | all | 2030 |  |  | 1050 | [8 empty] | AT00 | Gas CCGT present 2 | National Trends | 2030 | 1751.6 | [44 empty] | 2015 | 2020 | 2025 | 2030 | 2035 | 2040
AT00 | Heat storage charger |  | all | 2030 |  |  | 1050 | [8 empty] | AT00 | Gas OCGT new | National Trends | 2030 | 51.2 | [44 empty] | 6 | 7.5 | 9 | 10.5 | 12 | 13.5
AT00 | Heat storage discharger |  | all | 2035 |  |  | 1200 | [8 empty] | AT00 | Gas OCGT old | National Trends | 2030 | 17.2
AT00 | Heat storage charger |  | all | 2035 |  |  | 1200 | [8 empty] | AT00 | Gas conventional old 1 | National Trends | 2030 | 414.33
AT00 | Heat storage discharger |  | all | 2040 |  |  | 1350 | [8 empty] | AT00 | Gas conventional old 2 | National Trends | 2030 | 79.456
AT00 | Heat storage charger |  | all | 2040 |  |  | 1350 | [8 empty] | AT00 | Hydrogen CCGT | National Trends | 2040 | 3260.3
[16 empty] | Total heat capacities | chp | hob | chp extraction | GSHP | Storage | TOTAL
[16 empty] | 2015 | 2355.819 | 7251.4558 | 247.2257 | 106.941 | 600 | 9961.4415
[16 empty] | 2020 | 2204.98 | 6310.3336 | 247.2257 | 117.479 | 750 | 8880.0184
[16 empty] | 2025 | 2054.141 | 5369.2114 | 247.2257 | 128.0171 | 900 | 7798.5953
[16 empty] | 2030 | 2130.6636 | 5322.1367 | 247.2257 | 163.7841 | 1050 | 7863.8101
[16 empty] | 2035 | 2236.1131 | 5214.9249 | 247.2257 | 208.63 | 1200 | 7906.8938
[16 empty] | 2040 | 2341.5626 | 7633.7318 | 247.2257 | 253.476 | 1350 | 10475.9961
dch/ch (MW)
[65 empty] | 2015 | 2020 | 2025 | 2030 | 2035 | 2040
[65 empty] | 600 | 750 | 900 | 1050 | 1200 | 1350
Gas
Gas
Gas
Bio
Waste
https://dbdh.org/decarbonization-of-the-austrian-district-heating-systems/
Not used just here for the validation
[56 empty] | Validation check (2023) |  | MWh/a
[56 empty] | Coal | 0
[56 empty] | oil | 444307
[56 empty] | gas | 6258554
[56 empty] | waste | 1124585
[56 empty] | bio | 10881461
[56 empty] | GSHP | 16763
Demand used in the model
[42 empty] | AT00 | dheat |  | all | 2015 | 16.4263 | 0.3
[42 empty] | AT00 | dheat |  | all | 2020 | 18.6161 | 0.3
[42 empty] | AT00 | dheat |  | all | 2025 | 17.7847 | 0.3
[42 empty] | AT00 | dheat |  | all | 2030 | 18.6197 | 0.3
[42 empty] | AT00 | dheat |  | all | 2035 | 19.3131 | 0.3
[42 empty] | AT00 | dheat |  | all | 2040 | 19.9574 | 0.3
Note on AB26: [Threaded comment] Your version of Excel allows you to read this threaded comment; however, any edits to it will get removed if the file is opened in a newer version of Excel. Learn more: https://go.microsoft.com/fwlink/?linkid=870924 Comment: Includes Solar, HP and geothermal.
Note on BA26: [Threaded comment] Your version of Excel allows you to read this threaded comment; however, any edits to it will get removed if the file is opened in a newer version of Excel. Learn more: https://go.microsoft.com/fwlink/?linkid=870924 Comment: Includes Solar, HP and geothermal.
Note on AB28: [Threaded comment] Your version of Excel allows you to read this threaded comment; however, any edits to it will get removed if the file is opened in a newer version of Excel. Learn more: https://go.microsoft.com/fwlink/?linkid=870924 Comment: Not used, just here for the validation
Note on BA28: [Threaded comment] Your version of Excel allows you to read this threaded comment; however, any edits to it will get removed if the file is opened in a newer version of Excel. Learn more: https://go.microsoft.com/fwlink/?linkid=870924 Comment: Not used, just here for the validation
Note on AB30: [Threaded comment] Your version of Excel allows you to read this threaded comment; however, any edits to it will get removed if the file is opened in a newer version of Excel. Learn more: https://go.microsoft.com/fwlink/?linkid=870924 Comment: It is assumed that this DH heat energy is the consumption
Note on BA30: [Threaded comment] Your version of Excel allows you to read this threaded comment; however, any edits to it will get removed if the file is opened in a newer version of Excel. Learn more: https://go.microsoft.com/fwlink/?linkid=870924 Comment: It is assumed that this DH heat energy is the consumption
Note on AB32: [Threaded comment] Your version of Excel allows you to read this threaded comment; however, any edits to it will get removed if the file is opened in a newer version of Excel. Learn more: https://go.microsoft.com/fwlink/?linkid=870924 Comment: Oil divided equally between coal, gas and waste plants as ”additional” fuel
Note on BA32: [Threaded comment] Your version of Excel allows you to read this threaded comment; however, any edits to it will get removed if the file is opened in a newer version of Excel. Learn more: https://go.microsoft.com/fwlink/?linkid=870924 Comment: Oil divided equally between coal, gas and waste plants as ”additional” fuel
Note on BJ33: [Threaded comment] Your version of Excel allows you to read this threaded comment; however, any edits to it will get removed if the file is opened in a newer version of Excel. Learn more: https://go.microsoft.com/fwlink/?linkid=870924 Comment: Oil included in gas
Note on Z43: [Threaded comment] Your version of Excel allows you to read this threaded comment; however, any edits to it will get removed if the file is opened in a newer version of Excel. Learn more: https://go.microsoft.com/fwlink/?linkid=870924 Comment: Not realistic FLH but based on this ” AUSTRIA: STATUS OF THE HEAT PUMP MARKET JRC 137131 ”Capacity of large heat pumps in district heating networks: 108 MWth” ” this FLH is adjusted to increase the HP capacity to reflect this source of Austria’s DH HP capacity
Note on BL43: [Threaded comment] Your version of Excel allows you to read this threaded comment; however, any edits to it will get removed if the file is opened in a newer version of Excel. Learn more: https://go.microsoft.com/fwlink/?linkid=870924 Comment: The capacity trajectory was adjusted to reflect the observed and planned expansion of large heat pumps in DH AU
Note on S50: [Threaded comment] Your version of Excel allows you to read this threaded comment; however, any edits to it will get removed if the file is opened in a newer version of Excel. Learn more: https://go.microsoft.com/fwlink/?linkid=870924 Comment: Lets divide the extraction CHP capacity equally for gas and bio types
Note on S64: [Threaded comment] Your version of Excel allows you to read this threaded comment; however, any edits to it will get removed if the file is opened in a newer version of Excel. Learn more: https://go.microsoft.com/fwlink/?linkid=870924 Comment: ENTSOE elec capacities for years 2030 and 2040. Nothing is reduced from 2040 since ENTSOE defines only hydrogen CCGT for that year.
Note on X77: [Threaded comment] Your version of Excel allows you to read this threaded comment; however, any edits to it will get removed if the file is opened in a newer version of Excel. Learn more: https://go.microsoft.com/fwlink/?linkid=870924 Comment: Not counted in TOTAL (total used for the sanity check sheet)
Note on AA101: [Threaded comment] Your version of Excel allows you to read this threaded comment; however, any edits to it will get removed if the file is opened in a newer version of Excel. Learn more: https://go.microsoft.com/fwlink/?linkid=870924 Comment: Lot of gas CHP capacity is added (1255 MW) so this amount needs to be removed from the ENTOSE capacities

## AT00_sanity check
FLHs were adjusted in the way that peak demand can be met
year | CY | Max demand | Total cap | peak power vs demand
2015 | 1987 | 5760 | 9961.4415 | 1.7294 | -2547 | -2538 | -2531 | -2526 | -2522 | -2519 | -2516 | -2513 | -2512 | -2513 | -2514 | -2516 | -2519 | -2522 | -2524 | -2527 | -2530 | -2533 | -2535 | -2537 | -2540 | -2540 | -2538 | -2535 | -2531 | -2525 | -2517 | -2508 | -2499 | -2489 | -2481 | -2474 | -2472 | -2475 | -2480 | -2488 | -2495 | -2503 | -2509 | -2515 | -2520 | -2525 | -2532 | -2540 | -2548 | -2560 | -2578 | -2603 | -2634 | -2671 | -2714 | -2760 | -2808 | -2857 | -2908 | -2959 | -3006 | -3048 | -3087 | -3123 | -3159 | -3194 | -3232 | -3278 | -3325 | -3372 | -3418 | -3463 | -3505 | -3544 | -3577 | -3603 | -3624 | -3638 | -3649 | -3657 | -3663 | -3668 | -3670 | -3672 | -3673 | -3676 | -3679 | -3682 | -3684 | -3685 | -3682 | -3676 | -3669 | -3664 | -3661 | -3659 | -3659 | -3662 | -3665 | -3667 | -3667 | -3665 | -3661 | -3655 | -3647 | -3636 | -3625 | -3614 | -3600 | -3582 | -3560 | -3534 | -3507 | -3481 | -3456 | -3428 | -3399 | -3367 | -3332 | -3296 | -3259 | -3222 | -3187 | -3155 | -3124 | -3096 | -3070 | -3048 | -3028 | -3010 | -2994 | -2978 | -2963 | -2954 | -2949 | -2949 | -2952 | -2956 | -2961 | -2965 | -2969 | -2972 | -2975 | -2979 | -2983 | -2989 | -2998 | -3011 | -3030 | -3050 | -3073 | -3098 | -3125 | -3155 | -3187 | -3224 | -3263 | -3306 | -3351 | -3397 | -3443 | -3490 | -3535 | -3585 | -3641 | -3702 | -3765 | -3829 | -3895 | -3961 | -4023 | -4081 | -4136 | -4190 | -4241 | -4291 | -4339 | -4383 | -4424 | -4460 | -4487 | -4504 | -4516 | -4525 | -4531 | -4536 | -4540 | -4542 | -4543 | -4544 | -4545 | -4547 | -4548 | -4547 | -4542 | -4535 | -4522 | -4505 | -4485 | -4461 | -4433 | -4402 | -4368 | -4335 | -4305 | -4278 | -4252 | -4227 | -4203 | -4178 | -4153 | -4125 | -4094 | -4060 | -4024 | -3986 | -3947 | -3910 | -3876 | -3844 | -3817 | -3793 | -3774 | -3760 | -3750 | -3744 | -3741 | -3740 | -3741 | -3744 | -3749 | -3754 | -3759 | -3765 | -3771 | -3775 | -3781 | -3788 | -3795 | -3802 | -3812 | -3823 | -3837 | -3854 | -3873 | -3895 | -3920 | -3945 | -3972 | -4000 | -4032 | -4067 | -4111 | -4162 | -4218 | -4277 | -4338 | -4401 | -4463 | -4525 | -4584 | -4643 | -4701 | -4759 | -4815 | -4872 | -4927 | -4982 | -5035 | -5086 | -5134 | -5179 | -5221 | -5259 | -5294 | -5325 | -5351 | -5372 | -5389 | -5402 | -5411 | -5418 | -5424 | -5432 | -5441 | -5453 | -5465 | -5479 | -5494 | -5511 | -5530 | -5553 | -5578 | -5606 | -5635 | -5663 | -5686 | -5707 | -5728 | -5748 | -5760 | -5757 | -5746 | -5728 | -5707 | -5685 | -5662 | -5639 | -5617 | -5594 | -5571 | -5545 | -5519 | -5490 | -5459 | -5424 | -5387 | -5347 | -5306 | -5267 | -5232 | -5199 | -5167 | -5132 | -5097 | -5071 | -5046 | -5024 | -5003 | -4985 | -4968 | -4951 | -4932 | -4911 | -4891 | -4870 | -4849 | -4826 | -4803 | -4779 | -4752 | -4722 | -4691 | -4658 | -4622 | -4586 | -4549 | -4513 | -4480 | -4452 | -4428 | -4405 | -4383 | -4360 | -4337 | -4316 | -4297 | -4280 | -4263 | -4245 | -4226 | -4207 | -4186 | -4166 | -4147 | -4132 | -4117 | -4104 | -4093 | -4083 | -4075 | -4067 | -4058 | -4045 | -4031 | -4016 | -3999 | -3983 | -3967 | -3954 | -3942 | -3931 | -3922 | -3915 | -3911 | -3908 | -3907 | -3909 | -3911 | -3914 | -3917 | -3920 | -3923 | -3926 | -3928 | -3930 | -3933 | -3936 | -3937 | -3938 | -3940 | -3944 | -3948 | -3952 | -3957 | -3961 | -3965 | -3968 | -3971 | -3974 | -3976 | -3977 | -3977 | -3977 | -3974 | -3971 | -3967 | -3962 | -3956 | -3951 | -3950 | -3953 | -3957 | -3962 | -3967 | -3971 | -3974 | -3973 | -3970 | -3969 | -3967 | -3965 | -3964 | -3961 | -3957 | -3950 | -3939 | -3926 | -3912 | -3899 | -3885 | -3871 | -3856 | -3841 | -3824 | -3805 | -3787 | -3769 | -3751 | -3734 | -3718 | -3706 | -3697 | -3689 | -3683 | -3677 | -3673 | -3671 | -3673 | -3680 | -3693 | -3710 | -3730 | -3752 | -3777 | -3804 | -3833 | -3864 | -3891 | -3912 | -3928 | -3942 | -3954 | -3966 | -3981 | -4002 | -4026 | -4051 | -4077 | -4101 | -4126 | -4146 | -4162 | -4174 | -4183 | -4189 | -4194 | -4200 | -4208 | -4216 | -4224 | -4232 | -4236 | -4235 | -4232 | -4229 | -4226 | -4222 | -4216 | -4204 | -4191 | -4178 | -4166 | -4153 | -4141 | -4129 | -4120 | -4112 | -4107 | -4103 | -4101 | -4096 | -4087 | -4074 | -4055 | -4035 | -4019 | -4012 | -4010 | -4008 | -4007 | -4007 | -4003 | -3999 | -3993 | -3983 | -3972 | -3959 | -3945 | -3932 | -3918 | -3905 | -3891 | -3876 | -3860 | -3843 | -3827 | -3812 | -3799 | -3785 | -3768 | -3750 | -3733 | -3718 | -3704 | -3692 | -3678 | -3657 | -3630 | -3600 | -3569 | -3536 | -3501 | -3465 | -3428 | -3389 | -3348 | -3308 | -3268 | -3229 | -3190 | -3152 | -3118 | -3090 | -3073 | -3065 | -3062 | -3063 | -3066 | -3070 | -3076 | -3090 | -3110 | -3134 | -3162 | -3193 | -3231 | -3274 | -3320 | -3368 | -3416 | -3462 | -3507 | -3550 | -3593 | -3634 | -3674 | -3706 | -3724 | -3729 | -3728 | -3725 | -3720 | -3714 | -3706 | -3694 | -3681 | -3667 | -3652 | -3633 | -3610 | -3584 | -3558 | -3532 | -3508 | -3486 | -3466 | -3447 | -3429 | -3411 | -3394 | -3378 | -3368 | -3367 | -3369 | -3372 | -3377 | -3382 | -3386 | -3389 | -3385 | -3379 | -3372 | -3367 | -3365 | -3365 | -3368 | -3374 | -3384 | -3399 | -3417 | -3438 | -3462 | -3488 | -3517 | -3544 | -3570 | -3590 | -3607 | -3621 | -3632 | -3643 | -3657 | -3683 | -3717 | -3756 | -3794 | -3830 | -3862 | -3890 | -3914 | -3935 | -3954 | -3969 | -3982 | -3993 | -3998 | -3998 | -3994 | -3988 | -3981 | -3973 | -3967 | -3962 | -3958 | -3954 | -3948 | -3933 | -3912 | -3887 | -3864 | -3842 | -3823 | -3805 | -3788 | -3770 | -3750 | -3728 | -3704 | -3681 | -3662 | -3644 | -3629 | -3620 | -3619 | -3624 | -3632 | -3643 | -3656 | -3670 | -3686 | -3707 | -3735 | -3766 | -3800 | -3837 | -3878 | -3921 | -3966 | -4009 | -4052 | -4096 | -4142 | -4191 | -4243 | -4300 | -4362 | -4425 | -4481 | -4527 | -4567 | -4602 | -4635 | -4665 | -4696 | -4730 | -4767 | -4805 | -4842 | -4879 | -4914 | -4947 | -4979 | -5010 | -5042 | -5072 | -5099 | -5121 | -5139 | -5153 | -5161 | -5161 | -5156 | -5150 | -5141 | -5130 | -5117 | -5102 | -5086 | -5069 | -5051 | -5032 | -5013 | -4992 | -4968 | -4944 | -4918 | -4893 | -4868 | -4844 | -4821 | -4800 | -4781 | -4763 | -4747 | -4733 | -4723 | -4714 | -4705 | -4698 | -4691 | -4683 | -4674 | -4666 | -4659 | -4651 | -4641 | -4629 | -4618 | -4606 | -4595 | -4585 | -4575 | -4567 | -4558 | -4549 | -4539 | -4527 | -4515 | -4501 | -4486 | -4472 | -4459 | -4448 | -4437 | -4429 | -4420 | -4409 | -4396 | -4381 | -4367 | -4353 | -4339 | -4323 | -4306 | -4287 | -4265 | -4241 | -4217 | -4191 | -4165 | -4139 | -4113 | -4091 | -4073 | -4059 | -4046 | -4033 | -4020 | -4006 | -3991 | -3973 | -3953 | -3933 | -3914 | -3896 | -3879 | -3862 | -3846 | -3833 | -3821 | -3810 | -3800 | -3790 | -3781 | -3772 | -3764 | -3755 | -3746 | -3737 | -3729 | -3722 | -3718 | -3714 | -3710 | -3701 | -3691 | -3681 | -3671 | -3660 | -3649 | -3638 | -3629 | -3621 | -3613 | -3606 | -3600 | -3595 | -3591 | -3586 | -3583 | -3580 | -3578 | -3578 | -3578 | -3576 | -3574 | -3572 | -3571 | -3571 | -3572 | -3573 | -3573 | -3575 | -3576 | -3578 | -3579 | -3578 | -3578 | -3577 | -3576 | -3577 | -3577 | -3577 | -3577 | -3574 | -3566 | -3556 | -3546 | -3537 | -3528 | -3520 | -3511 | -3499 | -3487 | -3476 | -3463 | -3448 | -3428 | -3404 | -3377 | -3348 | -3316 | -3281 | -3243 | -3202 | -3159 | -3113 | -3066 | -3024 | -2995 | -2978 | -2968 | -2962 | -2957 | -2954 | -2951 | -2947 | -2937 | -2923 | -2909 | -2896 | -2886 | -2881 | -2882 | -2890 | -2904 | -2926 | -2953 | -2986 | -3025 | -3068 | -3115 | -3156 | -3184 | -3200 | -3209 | -3213 | -3215 | -3216 | -3217 | -3218 | -3220 | -3221 | -3220 | -3218 | -3214 | -3207 | -3195 | -3178 | -3155 | -3125 | -3091 | -3051 | -3007 | -2959 | -2908 | -2863 | -2829 | -2805 | -2786 | -2769 | -2753 | -2737 | -2723 | -2713 | -2705 | -2696 | -2687 | -2678 | -2669 | -2661 | -2655 | -2650 | -2648 | -2650 | -2654 | -2660 | -2669 | -2680 | -2692 | -2698 | -2700 | -2699 | -2696 | -2691 | -2688 | -2687 | -2688 | -2690 | -2692 | -2694 | -2698 | -2702 | -2706 | -2711 | -2716 | -2718 | -2716 | -2711 | -2706 | -2702 | -2700 | -2697 | -2693 | -2690 | -2689 | -2690 | -2691 | -2693 | -2694 | -2694 | -2694 | -2693 | -2693 | -2692 | -2690 | -2688 | -2687 | -2685 | -2684 | -2683 | -2684 | -2686 | -2687 | -2685 | -2681 | -2677 | -2673 | -2666 | -2658 | -2646 | -2631 | -2613 | -2593 | -2575 | -2560 | -2552 | -2547 | -2543 | -2540 | -2538 | -2536 | -2535 | -2534 | -2533 | -2532 | -2531 | -2530 | -2528 | -2527 | -2526 | -2525 | -2524 | -2524 | -2525 | -2528 | -2533 | -2540 | -2547 | -2552 | -2552 | -2553 | -2554 | -2556 | -2559 | -2563 | -2567 | -2571 | -2575 | -2580 | -2584 | -2587 | -2591 | -2595 | -2598 | -2600 | -2605 | -2611 | -2617 | -2623 | -2627 | -2629 | -2631 | -2631 | -2630 | -2628 | -2625 | -2621 | -2617 | -2613 | -2609 | -2606 | -2604 | -2602 | -2602 | -2602 | -2603 | -2603 | -2604 | -2605 | -2607 | -2612 | -2618 | -2626 | -2636 | -2648 | -2659 | -2668 | -2676 | -2684 | -2692 | -2701 | -2709 | -2717 | -2724 | -2731 | -2738 | -2745 | -2751 | -2757 | -2764 | -2772 | -2781 | -2789 | -2794 | -2797 | -2798 | -2800 | -2803 | -2808 | -2814 | -2820 | -2829 | -2838 | -2848 | -2858 | -2869 | -2880 | -2891 | -2902 | -2913 | -2923 | -2932 | -2942 | -2950 | -2958 | -2965 | -2971 | -2976 | -2978 | -2980 | -2981 | -2982 | -2982 | -2982 | -2982 | -2982 | -2985 | -2987 | -2989 | -2990 | -2992 | -2992 | -2993 | -2993 | -2993 | -2992 | -2990 | -2988 | -2986 | -2982 | -2980 | -2981 | -2984 | -2988 | -2992 | -2996 | -2999 | -3002 | -3003 | -3002 | -3003 | -3004 | -3004 | -3004 | -3005 | -3007 | -3009 | -3012 | -3016 | -3020 | -3024 | -3029 | -3036 | -3042 | -3046 | -3050 | -3054 | -3060 | -3066 | -3072 | -3078 | -3086 | -3093 | -3098 | -3099 | -3099 | -3098 | -3097 | -3095 | -3091 | -3087 | -3081 | -3074 | -3068 | -3060 | -3052 | -3042 | -3033 | -3027 | -3023 | -3019 | -3016 | -3013 | -3009 | -3004 | -2997 | -2990 | -2979 | -2966 | -2951 | -2936 | -2922 | -2908 | -2895 | -2883 | -2873 | -2865 | -2858 | -2853 | -2850 | -2850 | -2851 | -2850 | -2846 | -2838 | -2827 | -2814 | -2802 | -2790 | -2780 | -2773 | -2775 | -2787 | -2803 | -2822 | -2843 | -2867 | -2891 | -2915 | -2938 | -2961 | -2983 | -3003 | -3021 | -3038 | -3053 | -3066 | -3075 | -3080 | -3083 | -3086 | -3090 | -3095 | -3099 | -3104 | -3107 | -3111 | -3115 | -3119 | -3122 | -3125 | -3127 | -3127 | -3126 | -3125 | -3123 | -3121 | -3119 | -3116 | -3113 | -3109 | -3108 | -3114 | -3126 | -3142 | -3159 | -3177 | -3197 | -3216 | -3232 | -3246 | -3259 | -3271 | -3284 | -3297 | -3311 | -3327 | -3344 | -3364 | -3385 | -3408 | -3434 | -3463 | -3496 | -3530 | -3562 | -3589 | -3609 | -3625 | -3637 | -3646 | -3653 | -3659 | -3667 | -3677 | -3690 | -3705 | -3720 | -3735 | -3750 | -3764 | -3779 | -3792 | -3805 | -3815 | -3822 | -3827 | -3829 | -3827 | -3821 | -3813 | -3804 | -3793 | -3782 | -3770 | -3758 | -3745 | -3731 | -3715 | -3697 | -3677 | -3659 | -3642 | -3626 | -3610 | -3595 | -3580 | -3565 | -3549 | -3534 | -3519 | -3505 | -3490 | -3474 | -3457 | -3440 | -3423 | -3406 | -3391 | -3376 | -3363 | -3352 | -3340 | -3327 | -3311 | -3292 | -3270 | -3246 | -3220 | -3194 | -3168 | -3142 | -3116 | -3090 | -3064 | -3039 | -3020 | -3009 | -3006 | -3009 | -3016 | -3026 | -3038 | -3049 | -3059 | -3062 | -3059 | -3055 | -3051 | -3045 | -3039 | -3033 | -3025 | -3016 | -3005 | -2994 | -2981 | -2965 | -2948 | -2928 | -2909 | -2892 | -2878 | -2866 | -2855 | -2845 | -2835 | -2823 | -2809 | -2795 | -2783 | -2771 | -2761 | -2751 | -2740 | -2730 | -2722 | -2715 | -2710 | -2707 | -2706 | -2708 | -2712 | -2718 | -2724 | -2727 | -2730 | -2731 | -2732 | -2734 | -2735 | -2739 | -2745 | -2754 | -2764 | -2775 | -2785 | -2798 | -2813 | -2830 | -2848 | -2867 | -2886 | -2904 | -2923 | -2942 | -2962 | -2984 | -3007 | -3035 | -3065 | -3097 | -3129 | -3160 | -3189 | -3216 | -3239 | -3259 | -3273 | -3286 | -3297 | -3305 | -3313 | -3321 | -3330 | -3341 | -3354 | -3370 | -3389 | -3412 | -3440 | -3471 | -3505 | -3540 | -3573 | -3606 | -3639 | -3673 | -3708 | -3745 | -3784 | -3826 | -3874 | -3929 | -3988 | -4050 | -4113 | -4175 | -4234 | -4291 | -4346 | -4399 | -4451 | -4500 | -4547 | -4589 | -4622 | -4639 | -4644 | -4641 | -4634 | -4624 | -4610 | -4595 | -4577 | -4559 | -4543 | -4527 | -4512 | -4496 | -4480 | -4466 | -4454 | -4441 | -4428 | -4412 | -4395 | -4376 | -4356 | -4335 | -4315 | -4300 | -4286 | -4276 | -4270 | -4265 | -4263 | -4261 | -4261 | -4261 | -4260 | -4259 | -4258 | -4256 | -4254 | -4251 | -4249 | -4248 | -4250 | -4254 | -4258 | -4263 | -4267 | -4271 | -4272 | -4274 | -4277 | -4281 | -4284 | -4287 | -4290 | -4292 | -4294 | -4295 | -4296 | -4296 | -4294 | -4292 | -4290 | -4289 | -4290 | -4291 | -4290 | -4289 | -4287 | -4285 | -4281 | -4277 | -4273 | -4273 | -4278 | -4284 | -4290 | -4297 | -4305 | -4313 | -4321 | -4328 | -4332 | -4333 | -4333 | -4334 | -4335 | -4336 | -4337 | -4337 | -4337 | -4338 | -4339 | -4339 | -4342 | -4346 | -4349 | -4345 | -4335 | -4322 | -4307 | -4292 | -4274 | -4256 | -4237 | -4219 | -4206 | -4198 | -4193 | -4188 | -4182 | -4175 | -4169 | -4162 | -4156 | -4149 | -4142 | -4135 | -4128 | -4120 | -4109 | -4098 | -4088 | -4079 | -4070 | -4063 | -4056 | -4051 | -4045 | -4040 | -4032 | -4021 | -4009 | -3995 | -3980 | -3963 | -3945 | -3925 | -3906 | -3887 | -3869 | -3853 | -3837 | -3820 | -3807 | -3798 | -3791 | -3786 | -3781 | -3775 | -3769 | -3762 | -3756 | -3749 | -3742 | -3736 | -3729 | -3724 | -3720 | -3717 | -3715 | -3712 | -3709 | -3706 | -3704 | -3701 | -3702 | -3705 | -3710 | -3711 | -3707 | -3704 | -3699 | -3693 | -3687 | -3680 | -3672 | -3665 | -3663 | -3665 | -3669 | -3674 | -3682 | -3692 | -3705 | -3721 | -3738 | -3756 | -3774 | -3792 | -3807 | -3820 | -3829 | -3836 | -3841 | -3844 | -3846 | -3848 | -3850 | -3852 | -3856 | -3859 | -3864 | -3871 | -3878 | -3884 | -3889 | -3893 | -3895 | -3897 | -3897 | -3898 | -3898 | -3898 | -3899 | -3899 | -3899 | -3896 | -3892 | -3885 | -3879 | -3873 | -3868 | -3864 | -3860 | -3857 | -3851 | -3843 | -3834 | -3824 | -3813 | -3801 | -3788 | -3774 | -3760 | -3746 | -3732 | -3717 | -3702 | -3688 | -3675 | -3665 | -3658 | -3653 | -3651 | -3650 | -3650 | -3652 | -3655 | -3657 | -3656 | -3655 | -3654 | -3654 | -3657 | -3661 | -3666 | -3671 | -3677 | -3683 | -3688 | -3693 | -3698 | -3701 | -3702 | -3700 | -3697 | -3694 | -3691 | -3687 | -3682 | -3675 | -3668 | -3660 | -3655 | -3650 | -3645 | -3637 | -3626 | -3611 | -3593 | -3571 | -3545 | -3516 | -3484 | -3450 | -3415 | -3380 | -3350 | -3330 | -3321 | -3315 | -3310 | -3307 | -3305 | -3305 | -3307 | -3309 | -3306 | -3300 | -3291 | -3282 | -3273 | -3266 | -3259 | -3254 | -3251 | -3250 | -3252 | -3255 | -3260 | -3266 | -3270 | -3273 | -3276 | -3280 | -3285 | -3290 | -3293 | -3295 | -3296 | -3297 | -3297 | -3298 | -3297 | -3295 | -3291 | -3287 | -3282 | -3277 | -3271 | -3264 | -3256 | -3246 | -3235 | -3222 | -3208 | -3193 | -3174 | -3152 | -3127 | -3101 | -3074 | -3046 | -3019 | -2995 | -2976 | -2958 | -2943 | -2931 | -2919 | -2909 | -2898 | -2888 | -2878 | -2867 | -2856 | -2845 | -2835 | -2827 | -2819 | -2813 | -2810 | -2810 | -2813 | -2819 | -2827 | -2838 | -2850 | -2859 | -2864 | -2867 | -2868 | -2868 | -2867 | -2866 | -2866 | -2865 | -2865 | -2866 | -2869 | -2872 | -2875 | -2879 | -2886 | -2896 | -2909 | -2923 | -2940 | -2956 | -2973 | -2988 | -3002 | -3014 | -3024 | -3033 | -3043 | -3053 | -3065 | -3079 | -3094 | -3110 | -3128 | -3146 | -3167 | -3187 | -3208 | -3225 | -3236 | -3237 | -3231 | -3222 | -3211 | -3197 | -3181 | -3164 | -3147 | -3133 | -3129 | -3135 | -3144 | -3153 | -3162 | -3169 | -3175 | -3178 | -3181 | -3182 | -3181 | -3180 | -3178 | -3175 | -3173 | -3171 | -3167 | -3157 | -3146 | -3133 | -3120 | -3108 | -3095 | -3083 | -3067 | -3045 | -3023 | -3001 | -2980 | -2960 | -2942 | -2926 | -2910 | -2896 | -2883 | -2871 | -2861 | -2850 | -2839 | -2827 | -2819 | -2815 | -2812 | -2809 | -2805 | -2800 | -2795 | -2790 | -2786 | -2781 | -2775 | -2770 | -2766 | -2762 | -2756 | -2749 | -2740 | -2730 | -2717 | -2701 | -2683 | -2664 | -2645 | -2630 | -2619 | -2608 | -2596 | -2585 | -2573 | -2561 | -2548 | -2536 | -2522 | -2507 | -2491 | -2473 | -2454 | -2434 | -2413 | -2391 | -2371 | -2351 | -2332 | -2315 | -2300 | -2288 | -2275 | -2255 | -2229 | -2200 | -2169 | -2139 | -2111 | -2085 | -2061 | -2038 | -2021 | -2009 | -1998 | -1988 | -1979 | -1970 | -1962 | -1954 | -1946 | -1942 | -1940 | -1940 | -1937 | -1932 | -1926 | -1923 | -1924 | -1927 | -1933 | -1942 | -1952 | -1965 | -1979 | -1993 | -1998 | -1998 | -1998 | -1998 | -1998 | -1998 | -2000 | -2004 | -2008 | -2010 | -2011 | -2013 | -2017 | -2026 | -2039 | -2052 | -2064 | -2072 | -2074 | -2073 | -2069 | -2063 | -2057 | -2051 | -2048 | -2045 | -2043 | -2042 | -2041 | -2040 | -2040 | -2039 | -2036 | -2030 | -2021 | -2010 | -1997 | -1985 | -1979 | -1978 | -1982 | -1990 | -1998 | -2006 | -2019 | -2037 | -2056 | -2073 | -2086 | -2098 | -2110 | -2122 | -2134 | -2145 | -2156 | -2168 | -2181 | -2197 | -2216 | -2235 | -2255 | -2273 | -2291 | -2309 | -2328 | -2350 | -2377 | -2405 | -2429 | -2449 | -2465 | -2479 | -2493 | -2512 | -2530 | -2547 | -2565 | -2581 | -2598 | -2616 | -2633 | -2651 | -2669 | -2687 | -2704 | -2718 | -2728 | -2734 | -2741 | -2750 | -2760 | -2773 | -2786 | -2801 | -2816 | -2831 | -2844 | -2854 | -2863 | -2872 | -2880 | -2887 | -2891 | -2894 | -2895 | -2894 | -2893 | -2890 | -2887 | -2887 | -2891 | -2900 | -2909 | -2918 | -2926 | -2932 | -2937 | -2940 | -2944 | -2947 | -2949 | -2952 | -2954 | -2957 | -2959 | -2961 | -2963 | -2964 | -2966 | -2967 | -2968 | -2968 | -2969 | -2970 | -2970 | -2970 | -2968 | -2964 | -2957 | -2949 | -2940 | -2929 | -2917 | -2906 | -2895 | -2886 | -2877 | -2868 | -2860 | -2852 | -2846 | -2840 | -2835 | -2830 | -2826 | -2822 | -2819 | -2816 | -2812 | -2808 | -2805 | -2803 | -2801 | -2801 | -2801 | -2801 | -2801 | -2800 | -2797 | -2793 | -2792 | -2792 | -2794 | -2796 | -2798 | -2801 | -2803 | -2807 | -2811 | -2815 | -2817 | -2816 | -2811 | -2799 | -2780 | -2756 | -2730 | -2702 | -2673 | -2645 | -2619 | -2595 | -2575 | -2557 | -2538 | -2517 | -2495 | -2471 | -2448 | -2425 | -2402 | -2378 | -2353 | -2329 | -2306 | -2283 | -2262 | -2240 | -2216 | -2190 | -2165 | -2140 | -2118 | -2097 | -2078 | -2061 | -2043 | -2025 | -2008 | -1992 | -1977 | -1963 | -1949 | -1937 | -1926 | -1917 | -1911 | -1906 | -1904 | -1900 | -1895 | -1892 | -1894 | -1900 | -1907 | -1913 | -1917 | -1919 | -1919 | -1916 | -1915 | -1922 | -1930 | -1938 | -1948 | -1960 | -1972 | -1984 | -1994 | -2002 | -2008 | -2011 | -2010 | -2009 | -2010 | -2012 | -2013 | -2012 | -2011 | -2012 | -2014 | -2019 | -2025 | -2033 | -2037 | -2036 | -2033 | -2029 | -2026 | -2022 | -2019 | -2016 | -2015 | -2015 | -2016 | -2019 | -2024 | -2024 | -2016 | -2002 | -1985 | -1968 | -1950 | -1930 | -1909 | -1885 | -1860 | -1834 | -1813 | -1803 | -1798 | -1795 | -1793 | -1791 | -1788 | -1785 | -1781 | -1777 | -1771 | -1764 | -1755 | -1744 | -1737 | -1731 | -1725 | -1718 | -1710 | -1702 | -1696 | -1692 | -1691 | -1692 | -1689 | -1677 | -1660 | -1640 | -1619 | -1597 | -1575 | -1552 | -1531 | -1510 | -1489 | -1470 | -1453 | -1443 | -1439 | -1442 | -1451 | -1462 | -1474 | -1484 | -1494 | -1503 | -1510 | -1517 | -1523 | -1528 | -1533 | -1537 | -1541 | -1546 | -1550 | -1553 | -1556 | -1558 | -1560 | -1563 | -1565 | -1571 | -1581 | -1596 | -1616 | -1638 | -1664 | -1691 | -1718 | -1742 | -1764 | -1785 | -1804 | -1819 | -1834 | -1848 | -1861 | -1872 | -1883 | -1894 | -1904 | -1914 | -1924 | -1935 | -1946 | -1958 | -1970 | -1982 | -1992 | -2003 | -2014 | -2025 | -2037 | -2051 | -2065 | -2079 | -2094 | -2111 | -2129 | -2148 | -2167 | -2188 | -2208 | -2227 | -2245 | -2262 | -2278 | -2293 | -2307 | -2313 | -2312 | -2304 | -2292 | -2278 | -2264 | -2251 | -2239 | -2229 | -2221 | -2214 | -2208 | -2206 | -2204 | -2202 | -2202 | -2202 | -2203 | -2204 | -2206 | -2209 | -2214 | -2219 | -2223 | -2230 | -2239 | -2249 | -2263 | -2278 | -2295 | -2312 | -2329 | -2344 | -2357 | -2369 | -2377 | -2380 | -2383 | -2384 | -2384 | -2383 | -2382 | -2381 | -2381 | -2381 | -2381 | -2382 | -2384 | -2381 | -2375 | -2367 | -2358 | -2347 | -2334 | -2319 | -2303 | -2286 | -2269 | -2253 | -2239 | -2232 | -2228 | -2224 | -2222 | -2220 | -2219 | -2218 | -2218 | -2218 | -2217 | -2216 | -2215 | -2214 | -2213 | -2212 | -2211 | -2210 | -2208 | -2206 | -2202 | -2199 | -2196 | -2194 | -2191 | -2190 | -2189 | -2187 | -2187 | -2188 | -2189 | -2189 | -2188 | -2186 | -2184 | -2181 | -2177 | -2170 | -2165 | -2161 | -2158 | -2156 | -2155 | -2154 | -2154 | -2153 | -2151 | -2147 | -2141 | -2131 | -2119 | -2105 | -2090 | -2074 | -2058 | -2043 | -2029 | -2014 | -2000 | -1986 | -1973 | -1964 | -1954 | -1941 | -1923 | -1902 | -1878 | -1853 | -1826 | -1800 | -1774 | -1750 | -1730 | -1717 | -1707 | -1699 | -1694 | -1689 | -1684 | -1679 | -1675 | -1672 | -1668 | -1664 | -1659 | -1648 | -1633 | -1616 | -1601 | -1587 | -1575 | -1564 | -1554 | -1546 | -1539 | -1533 | -1527 | -1518 | -1510 | -1504 | -1497 | -1491 | -1485 | -1479 | -1473 | -1466 | -1458 | -1452 | -1447 | -1449 | -1454 | -1460 | -1464 | -1468 | -1471 | -1475 | -1482 | -1491 | -1501 | -1509 | -1515 | -1514 | -1509 | -1502 | -1493 | -1483 | -1472 | -1461 | -1451 | -1443 | -1435 | -1427 | -1416 | -1402 | -1390 | -1383 | -1382 | -1386 | -1396 | -1409 | -1423 | -1437 | -1452 | -1468 | -1484 | -1498 | -1510 | -1521 | -1530 | -1540 | -1548 | -1556 | -1563 | -1569 | -1575 | -1582 | -1592 | -1611 | -1637 | -1668 | -1698 | -1725 | -1750 | -1772 | -1791 | -1810 | -1827 | -1843 | -1860 | -1880 | -1902 | -1924 | -1948 | -1971 | -1994 | -2016 | -2037 | -2057 | -2076 | -2094 | -2110 | -2121 | -2128 | -2131 | -2134 | -2135 | -2136 | -2135 | -2132 | -2128 | -2122 | -2115 | -2109 | -2107 | -2109 | -2113 | -2120 | -2129 | -2140 | -2152 | -2165 | -2180 | -2196 | -2212 | -2226 | -2231 | -2230 | -2221 | -2209 | -2194 | -2176 | -2156 | -2135 | -2113 | -2091 | -2068 | -2046 | -2029 | -2012 | -1993 | -1973 | -1953 | -1934 | -1915 | -1897 | -1877 | -1858 | -1837 | -1817 | -1800 | -1783 | -1763 | -1741 | -1721 | -1702 | -1685 | -1670 | -1656 | -1643 | -1632 | -1621 | -1610 | -1601 | -1593 | -1585 | -1576 | -1566 | -1554 | -1542 | -1529 | -1516 | -1503 | -1491 | -1477 | -1461 | -1444 | -1427 | -1409 | -1393 | -1378 | -1363 | -1348 | -1332 | -1316 | -1300 | -1283 | -1266 | -1250 | -1234 | -1218 | -1203 | -1190 | -1178 | -1167 | -1156 | -1144 | -1131 | -1123 | -1123 | -1131 | -1146 | -1163 | -1183 | -1203 | -1224 | -1246 | -1269 | -1294 | -1317 | -1333 | -1346 | -1357 | -1370 | -1384 | -1398 | -1414 | -1430 | -1448 | -1467 | -1488 | -1511 | -1537 | -1565 | -1594 | -1622 | -1650 | -1675 | -1698 | -1719 | -1739 | -1758 | -1777 | -1796 | -1819 | -1851 | -1883 | -1915 | -1947 | -1977 | -2007 | -2035 | -2061 | -2084 | -2105 | -2125 | -2136 | -2139 | -2137 | -2132 | -2125 | -2116 | -2104 | -2092 | -2078 | -2063 | -2047 | -2031 | -2017 | -2000 | -1982 | -1963 | -1943 | -1924 | -1904 | -1886 | -1868 | -1852 | -1836 | -1819 | -1800 | -1780 | -1756 | -1730 | -1703 | -1677 | -1652 | -1629 | -1607 | -1586 | -1567 | -1548 | -1529 | -1512 | -1496 | -1480 | -1465 | -1450 | -1436 | -1423 | -1410 | -1399 | -1387 | -1374 | -1364 | -1355 | -1346 | -1339 | -1333 | -1326 | -1319 | -1312 | -1305 | -1298 | -1291 | -1284 | -1275 | -1265 | -1252 | -1240 | -1228 | -1215 | -1203 | -1190 | -1176 | -1159 | -1140 | -1124 | -1113 | -1107 | -1104 | -1100 | -1095 | -1090 | -1085 | -1081 | -1077 | -1072 | -1066 | -1058 | -1047 | -1031 | -1014 | -997 | -980 | -963 | -946 | -929 | -914 | -901 | -890 | -877 | -863 | -844 | -824 | -809 | -798 | -791 | -785 | -780 | -776 | -773 | -771 | -768 | -764 | -763 | -763 | -764 | -764 | -764 | -764 | -763 | -760 | -757 | -754 | -754 | -760 | -775 | -796 | -818 | -842 | -868 | -895 | -924 | -954 | -984 | -1012 | -1041 | -1070 | -1100 | -1131 | -1163 | -1200 | -1242 | -1285 | -1329 | -1373 | -1418 | -1463 | -1506 | -1551 | -1598 | -1647 | -1696 | -1743 | -1787 | -1827 | -1862 | -1894 | -1925 | -1956 | -1983 | -2000 | -2009 | -2011 | -2009 | -2001 | -1986 | -1968 | -1949 | -1930 | -1910 | -1891 | -1871 | -1851 | -1830 | -1807 | -1783 | -1758 | -1734 | -1711 | -1692 | -1674 | -1655 | -1638 | -1622 | -1612 | -1607 | -1602 | -1599 | -1596 | -1593 | -1592 | -1591 | -1590 | -1587 | -1583 | -1580 | -1579 | -1582 | -1587 | -1595 | -1603 | -1611 | -1620 | -1630 | -1643 | -1658 | -1675 | -1693 | -1709 | -1724 | -1741 | -1759 | -1777 | -1796 | -1814 | -1831 | -1849 | -1867 | -1886 | -1905 | -1924 | -1941 | -1957 | -1969 | -1979 | -1988 | -1994 | -1997 | -1997 | -1993 | -1988 | -1982 | -1979 | -1977 | -1975 | -1972 | -1969 | -1967 | -1967 | -1969 | -1972 | -1977 | -1984 | -1989 | -1988 | -1980 | -1969 | -1958 | -1948 | -1939 | -1931 | -1923 | -1916 | -1909 | -1902 | -1894 | -1888 | -1886 | -1885 | -1885 | -1885 | -1884 | -1881 | -1877 | -1873 | -1869 | -1865 | -1856 | -1844 | -1827 | -1807 | -1786 | -1762 | -1737 | -1710 | -1682 | -1653 | -1624 | -1594 | -1565 | -1541 | -1520 | -1498 | -1478 | -1458 | -1441 | -1425 | -1411 | -1396 | -1382 | -1368 | -1355 | -1335 | -1314 | -1289 | -1262 | -1234 | -1207 | -1182 | -1159 | -1138 | -1120 | -1106 | -1096 | -1088 | -1079 | -1072 | -1065 | -1057 | -1050 | -1041 | -1032 | -1023 | -1015 | -1007 | -1005 | -1019 | -1042 | -1074 | -1110 | -1148 | -1187 | -1227 | -1268 | -1308 | -1346 | -1382 | -1412 | -1435 | -1451 | -1464 | -1476 | -1489 | -1501 | -1513 | -1523 | -1531 | -1536 | -1540 | -1538 | -1530 | -1518 | -1504 | -1492 | -1483 | -1475 | -1466 | -1457 | -1446 | -1435 | -1423 | -1413 | -1405 | -1399 | -1396 | -1395 | -1392 | -1389 | -1385 | -1382 | -1379 | -1376 | -1373 | -1374 | -1382 | -1398 | -1421 | -1446 | -1474 | -1503 | -1534 | -1567 | -1602 | -1639 | -1676 | -1711 | -1744 | -1772 | -1799 | -1825 | -1850 | -1875 | -1900 | -1924 | -1948 | -1973 | -1997 | -2022 | -2046 | -2068 | -2088 | -2104 | -2116 | -2125 | -2131 | -2131 | -2127 | -2121 | -2112 | -2102 | -2094 | -2091 | -2092 | -2097 | -2100 | -2104 | -2109 | -2114 | -2119 | -2124 | -2129 | -2128 | -2119 | -2099 | -2072 | -2041 | -2011 | -1981 | -1953 | -1929 | -1908 | -1888 | -1870 | -1853 | -1837 | -1818 | -1796 | -1770 | -1744 | -1718 | -1692 | -1665 | -1638 | -1611 | -1585 | -1566 | -1554 | -1553 | -1559 | -1569 | -1581 | -1594 | -1608 | -1625 | -1644 | -1664 | -1686 | -1708 | -1729 | -1747 | -1765 | -1783 | -1800 | -1817 | -1836 | -1856 | -1878 | -1902 | -1925 | -1942 | -1949 | -1944 | -1935 | -1921 | -1905 | -1887 | -1867 | -1844 | -1820 | -1795 | -1770 | -1743 | -1718 | -1697 | -1677 | -1657 | -1637 | -1616 | -1593 | -1568 | -1539 | -1509 | -1479 | -1453 | -1431 | -1413 | -1395 | -1373 | -1350 | -1327 | -1305 | -1284 | -1266 | -1249 | -1235 | -1222 | -1210 | -1199 | -1192 | -1186 | -1182 | -1178 | -1178 | -1179 | -1183 | -1187 | -1192 | -1192 | -1190 | -1185 | -1181 | -1181 | -1184 | -1188 | -1194 | -1198 | -1202 | -1203 | -1203 | -1203 | -1203 | -1202 | -1199 | -1196 | -1192 | -1188 | -1184 | -1180 | -1176 | -1172 | -1167 | -1168 | -1179 | -1199 | -1226 | -1256 | -1286 | -1316 | -1344 | -1371 | -1395 | -1418 | -1439 | -1461 | -1481 | -1498 | -1515 | -1532 | -1549 | -1568 | -1587 | -1607 | -1629 | -1651 | -1675 | -1699 | -1722 | -1746 | -1770 | -1794 | -1819 | -1844 | -1871 | -1899 | -1928 | -1957 | -1985 | -2012 | -2036 | -2059 | -2080 | -2099 | -2117 | -2131 | -2143 | -2152 | -2159 | -2165 | -2170 | -2175 | -2180 | -2185 | -2191 | -2196 | -2201 | -2204 | -2205 | -2206 | -2205 | -2203 | -2201 | -2198 | -2196 | -2195 | -2194 | -2193 | -2193 | -2193 | -2194 | -2194 | -2194 | -2193 | -2192 | -2190 | -2186 | -2180 | -2174 | -2167 | -2160 | -2155 | -2150 | -2145 | -2142 | -2137 | -2132 | -2126 | -2118 | -2109 | -2099 | -2088 | -2076 | -2063 | -2050 | -2037 | -2024 | -2011 | -1998 | -1983 | -1964 | -1938 | -1906 | -1869 | -1829 | -1788 | -1745 | -1702 | -1660 | -1619 | -1580 | -1543 | -1511 | -1486 | -1464 | -1443 | -1423 | -1404 | -1386 | -1369 | -1353 | -1339 | -1327 | -1311 | -1293 | -1273 | -1256 | -1243 | -1234 | -1228 | -1226 | -1226 | -1228 | -1231 | -1235 | -1238 | -1240 | -1239 | -1237 | -1236 | -1234 | -1232 | -1231 | -1230 | -1229 | -1228 | -1227 | -1227 | -1229 | -1230 | -1230 | -1230 | -1228 | -1224 | -1217 | -1207 | -1196 | -1183 | -1170 | -1157 | -1147 | -1140 | -1137 | -1136 | -1137 | -1138 | -1139 | -1140 | -1139 | -1138 | -1135 | -1130 | -1125 | -1119 | -1112 | -1104 | -1098 | -1094 | -1092 | -1093 | -1096 | -1100 | -1106 | -1110 | -1112 | -1108 | -1101 | -1092 | -1082 | -1072 | -1063 | -1055 | -1047 | -1040 | -1034 | -1033 | -1038 | -1051 | -1068 | -1083 | -1096 | -1105 | -1112 | -1118 | -1122 | -1124 | -1126 | -1129 | -1131 | -1137 | -1145 | -1153 | -1162 | -1171 | -1181 | -1191 | -1201 | -1211 | -1220 | -1225 | -1227 | -1225 | -1223 | -1222 | -1224 | -1229 | -1234 | -1240 | -1246 | -1251 | -1256 | -1262 | -1267 | -1270 | -1271 | -1273 | -1274 | -1275 | -1275 | -1274 | -1273 | -1273 | -1274 | -1282 | -1293 | -1307 | -1321 | -1336 | -1349 | -1361 | -1373 | -1386 | -1400 | -1413 | -1426 | -1439 | -1451 | -1464 | -1480 | -1495 | -1509 | -1523 | -1537 | -1551 | -1564 | -1575 | -1582 | -1583 | -1578 | -1570 | -1562 | -1554 | -1548 | -1541 | -1535 | -1528 | -1521 | -1515 | -1509 | -1503 | -1495 | -1484 | -1468 | -1451 | -1433 | -1415 | -1397 | -1380 | -1364 | -1351 | -1340 | -1333 | -1331 | -1332 | -1334 | -1335 | -1336 | -1336 | -1335 | -1334 | -1331 | -1326 | -1319 | -1314 | -1310 | -1309 | -1310 | -1314 | -1319 | -1324 | -1329 | -1332 | -1334 | -1335 | -1334 | -1332 | -1326 | -1316 | -1301 | -1284 | -1268 | -1253 | -1240 | -1227 | -1216 | -1205 | -1196 | -1186 | -1177 | -1170 | -1161 | -1151 | -1141 | -1132 | -1122 | -1113 | -1103 | -1094 | -1084 | -1074 | -1065 | -1059 | -1056 | -1055 | -1057 | -1062 | -1069 | -1078 | -1088 | -1098 | -1109 | -1118 | -1125 | -1128 | -1132 | -1135 | -1137 | -1137 | -1136 | -1133 | -1131 | -1129 | -1127 | -1123 | -1119 | -1111 | -1105 | -1101 | -1096 | -1091 | -1086 | -1082 | -1080 | -1079 | -1081 | -1084 | -1088 | -1090 | -1092 | -1093 | -1097 | -1103 | -1110 | -1119 | -1127 | -1135 | -1143 | -1156 | -1174 | -1197 | -1224 | -1249 | -1270 | -1287 | -1299 | -1307 | -1311 | -1311 | -1308 | -1303 | -1299 | -1299 | -1302 | -1305 | -1308 | -1309 | -1311 | -1313 | -1316 | -1319 | -1322 | -1318 | -1305 | -1282 | -1252 | -1221 | -1189 | -1159 | -1130 | -1100 | -1071 | -1043 | -1016 | -989 | -963 | -936 | -909 | -882 | -856 | -832 | -807 | -783 | -758 | -733 | -706 | -680 | -657 | -639 | -622 | -603 | -583 | -563 | -563 | -563 | -563 | -563 | -563 | -563 | -563 | -563 | -563 | -563 | -563 | -563 | -563 | -563 | -563 | -563 | -563 | -563 | -563 | -563 | -563 | -563 | -563 | -563 | -563 | -563 | -563 | -563 | -564 | -588 | -610 | -633 | -657 | -680 | -704 | -727 | -749 | -769 | -786 | -801 | -817 | -837 | -862 | -892 | -927 | -964 | -999 | -1029 | -1055 | -1076 | -1094 | -1109 | -1121 | -1128 | -1129 | -1131 | -1131 | -1133 | -1134 | -1135 | -1136 | -1138 | -1140 | -1142 | -1144 | -1143 | -1138 | -1126 | -1109 | -1089 | -1070 | -1054 | -1041 | -1029 | -1018 | -1007 | -997 | -989 | -983 | -981 | -980 | -979 | -979 | -980 | -983 | -986 | -990 | -995 | -998 | -996 | -991 | -982 | -971 | -958 | -944 | -928 | -911 | -893 | -874 | -854 | -834 | -812 | -792 | -776 | -760 | -743 | -725 | -708 | -691 | -674 | -658 | -643 | -628 | -612 | -596 | -582 | -568 | -563 | -563 | -563 | -563 | -563 | -563 | -563 | -563 | -563 | -563 | -563 | -563 | -563 | -563 | -563 | -563 | -563 | -563 | -563 | -563 | -563 | -563 | -563 | -563 | -563 | -563 | -563 | -563 | -563 | -563 | -563 | -563 | -563 | -563 | -563 | -563 | -563 | -563 | -563 | -563 | -563 | -563 | -563 | -563 | -563 | -563 | -563 | -563 | -563 | -563 | -563 | -563 | -563 | -563 | -563 | -563 | -563 | -563 | -563 | -563 | -563 | -563 | -563 | -563 | -563 | -563 | -563 | -563 | -563 | -563 | -563 | -563 | -563 | -563 | -563 | -563 | -563 | -563 | -563 | -563 | -563 | -563 | -563 | -563 | -563 | -563 | -563 | -563 | -563 | -563 | -563 | -563 | -563 | -563 | -591 | -640 | -693 | -750 | -812 | -877 | -943 | -1007 | -1067 | -1122 | -1173 | -1220 | -1263 | -1301 | -1335 | -1367 | -1395 | -1422 | -1447 | -1469 | -1489 | -1506 | -1521 | -1533 | -1543 | -1553 | -1562 | -1569 | -1575 | -1579 | -1582 | -1584 | -1585 | -1585 | -1584 | -1583 | -1584 | -1588 | -1595 | -1602 | -1610 | -1618 | -1626 | -1635 | -1643 | -1649 | -1649 | -1645 | -1639 | -1635 | -1631 | -1627 | -1623 | -1619 | -1615 | -1610 | -1606 | -1603 | -1601 | -1599 | -1594 | -1587 | -1579 | -1570 | -1561 | -1553 | -1544 | -1535 | -1527 | -1522 | -1520 | -1518 | -1514 | -1507 | -1496 | -1483 | -1468 | -1452 | -1436 | -1420 | -1404 | -1387 | -1368 | -1351 | -1337 | -1326 | -1315 | -1304 | -1294 | -1283 | -1272 | -1260 | -1249 | -1237 | -1226 | -1215 | -1203 | -1193 | -1187 | -1188 | -1194 | -1201 | -1210 | -1217 | -1223 | -1228 | -1234 | -1237 | -1237 | -1234 | -1230 | -1228 | -1225 | -1223 | -1221 | -1219 | -1216 | -1213 | -1211 | -1213 | -1220 | -1229 | -1236 | -1239 | -1239 | -1237 | -1234 | -1234 | -1234 | -1235 | -1236 | -1237 | -1238 | -1239 | -1238 | -1236 | -1231 | -1226 | -1220 | -1214 | -1208 | -1204 | -1202 | -1202 | -1204 | -1208 | -1215 | -1222 | -1231 | -1239 | -1246 | -1251 | -1255 | -1258 | -1260 | -1260 | -1262 | -1264 | -1268 | -1273 | -1280 | -1289 | -1300 | -1311 | -1323 | -1333 | -1334 | -1325 | -1307 | -1281 | -1251 | -1220 | -1187 | -1155 | -1124 | -1094 | -1066 | -1040 | -1016 | -994 | -975 | -957 | -939 | -920 | -901 | -881 | -862 | -843 | -824 | -807 | -794 | -787 | -785 | -789 | -794 | -798 | -800 | -800 | -800 | -800 | -802 | -804 | -808 | -811 | -813 | -815 | -817 | -818 | -819 | -820 | -821 | -822 | -824 | -826 | -828 | -830 | -830 | -829 | -828 | -827 | -828 | -829 | -831 | -831 | -830 | -827 | -823 | -818 | -814 | -810 | -811 | -815 | -820 | -823 | -825 | -824 | -822 | -819 | -812 | -801 | -787 | -768 | -747 | -726 | -707 | -689 | -673 | -658 | -645 | -632 | -620 | -610 | -601 | -595 | -586 | -576 | -568 | -563 | -563 | -563 | -563 | -563 | -563 | -563 | -563 | -567 | -583 | -600 | -616 | -630 | -643 | -656 | -667 | -677 | -685 | -691 | -696 | -701 | -705 | -709 | -712 | -717 | -723 | -730 | -737 | -742 | -739 | -730 | -715 | -697 | -677 | -657 | -638 | -618 | -597 | -575 | -563 | -563 | -563 | -563 | -563 | -563 | -563 | -563 | -563 | -563 | -563 | -563 | -563 | -563 | -563 | -563 | -563 | -563 | -563 | -563 | -563 | -563 | -563 | -563 | -563 | -563 | -563 | -563 | -563 | -563 | -563 | -563 | -563 | -563 | -563 | -563 | -563 | -563 | -563 | -563 | -563 | -563 | -563 | -563 | -563 | -563 | -563 | -563 | -563 | -563 | -563 | -563 | -563 | -563 | -563 | -563 | -563 | -563 | -563 | -563 | -563 | -563 | -563 | -563 | -563 | -563 | -563 | -563 | -563 | -563 | -563 | -563 | -563 | -563 | -563 | -563 | -563 | -563 | -563 | -563 | -563 | -563 | -563 | -563 | -563 | -563 | -563 | -563 | -563 | -563 | -563 | -563 | -563 | -563 | -563 | -563 | -563 | -563 | -563 | -563 | -563 | -563 | -563 | -563 | -563 | -563 | -563 | -563 | -563 | -563 | -563 | -563 | -563 | -563 | -563 | -563 | -563 | -563 | -563 | -563 | -563 | -563 | -563 | -563 | -563 | -563 | -563 | -563 | -563 | -563 | -563 | -563 | -563 | -563 | -563 | -563 | -563 | -563 | -563 | -563 | -563 | -563 | -563 | -563 | -563 | -563 | -563 | -563 | -563 | -563 | -563 | -563 | -563 | -563 | -563 | -563 | -563 | -563 | -563 | -563 | -563 | -563 | -563 | -563 | -563 | -563 | -563 | -563 | -563 | -563 | -563 | -563 | -563 | -563 | -563 | -563 | -563 | -563 | -563 | -564 | -586 | -606 | -620 | -629 | -633 | -635 | -635 | -634 | -632 | -628 | -623 | -616 | -608 | -599 | -590 | -583 | -578 | -574 | -570 | -567 | -563 | -563 | -563 | -563 | -563 | -563 | -563 | -563 | -563 | -563 | -563 | -563 | -563 | -563 | -563 | -563 | -563 | -563 | -563 | -563 | -563 | -563 | -563 | -563 | -563 | -563 | -563 | -563 | -563 | -563 | -563 | -563 | -563 | -563 | -563 | -563 | -563 | -563 | -563 | -563 | -563 | -563 | -563 | -563 | -563 | -563 | -563 | -563 | -563 | -563 | -563 | -563 | -563 | -563 | -563 | -563 | -563 | -563 | -563 | -563 | -563 | -563 | -563 | -563 | -563 | -563 | -563 | -563 | -577 | -602 | -624 | -647 | -669 | -693 | -718 | -745 | -772 | -797 | -814 | -825 | -830 | -832 | -830 | -824 | -815 | -803 | -789 | -774 | -758 | -742 | -727 | -715 | -709 | -705 | -700 | -694 | -687 | -680 | -672 | -663 | -654 | -647 | -641 | -631 | -617 | -600 | -580 | -563 | -563 | -563 | -563 | -563 | -563 | -563 | -563 | -563 | -563 | -563 | -563 | -563 | -563 | -563 | -563 | -563 | -563 | -563 | -563 | -563 | -563 | -563 | -563 | -563 | -563 | -563 | -563 | -563 | -563 | -563 | -563 | -563 | -563 | -563 | -563 | -563 | -563 | -563 | -563 | -563 | -563 | -563 | -563 | -563 | -563 | -563 | -563 | -563 | -563 | -563 | -563 | -563 | -563 | -563 | -563 | -563 | -563 | -563 | -563 | -563 | -563 | -563 | -563 | -563 | -563 | -563 | -563 | -563 | -563 | -563 | -563 | -563 | -563 | -563 | -563 | -563 | -563 | -563 | -563 | -563 | -563 | -563 | -563 | -563 | -563 | -563 | -563 | -563 | -563 | -563 | -563 | -563 | -563 | -563 | -563 | -563 | -563 | -563 | -563 | -563 | -563 | -563 | -563 | -563 | -563 | -563 | -563 | -563 | -563 | -563 | -563 | -563 | -563 | -563 | -563 | -563 | -563 | -563 | -563 | -563 | -563 | -563 | -563 | -563 | -563 | -563 | -563 | -563 | -563 | -563 | -563 | -563 | -563 | -563 | -563 | -563 | -563 | -563 | -563 | -563 | -563 | -563 | -563 | -563 | -563 | -563 | -563 | -563 | -563 | -563 | -563 | -563 | -563 | -563 | -563 | -563 | -563 | -563 | -563 | -563 | -563 | -563 | -563 | -563 | -563 | -563 | -563 | -563 | -563 | -563 | -563 | -563 | -563 | -563 | -563 | -563 | -563 | -563 | -563 | -563 | -563 | -563 | -563 | -563 | -563 | -563 | -563 | -563 | -563 | -563 | -563 | -563 | -563 | -563 | -563 | -563 | -563 | -563 | -563 | -563 | -563 | -563 | -563 | -563 | -563 | -563 | -563 | -563 | -563 | -563 | -563 | -563 | -563 | -563 | -563 | -563 | -563 | -563 | -563 | -563 | -563 | -563 | -563 | -563 | -563 | -563 | -563 | -563 | -563 | -563 | -563 | -563 | -563 | -563 | -563 | -563 | -563 | -563 | -563 | -563 | -563 | -563 | -563 | -563 | -563 | -563 | -563 | -563 | -563 | -563 | -563 | -563 | -563 | -563 | -563 | -563 | -563 | -563 | -571 | -578 | -581 | -581 | -578 | -571 | -563 | -563 | -563 | -563 | -563 | -563 | -563 | -563 | -563 | -563 | -563 | -563 | -563 | -563 | -563 | -563 | -563 | -563 | -563 | -563 | -563 | -563 | -563 | -563 | -563 | -563 | -563 | -563 | -563 | -563 | -563 | -563 | -563 | -563 | -563 | -563 | -563 | -563 | -563 | -563 | -563 | -563 | -563 | -563 | -563 | -563 | -563 | -563 | -563 | -563 | -563 | -563 | -563 | -563 | -563 | -563 | -563 | -563 | -563 | -563 | -563 | -563 | -563 | -563 | -563 | -563 | -563 | -563 | -563 | -563 | -563 | -563 | -563 | -563 | -563 | -563 | -563 | -563 | -563 | -563 | -563 | -563 | -563 | -565 | -585 | -604 | -623 | -642 | -661 | -681 | -701 | -720 | -736 | -753 | -773 | -796 | -822 | -851 | -883 | -917 | -952 | -987 | -1021 | -1052 | -1084 | -1118 | -1154 | -1192 | -1229 | -1266 | -1303 | -1339 | -1373 | -1405 | -1432 | -1452 | -1466 | -1471 | -1468 | -1457 | -1441 | -1418 | -1390 | -1358 | -1326 | -1296 | -1271 | -1250 | -1230 | -1209 | -1188 | -1165 | -1140 | -1113 | -1085 | -1056 | -1028 | -1002 | -984 | -974 | -969 | -967 | -964 | -963 | -964 | -967 | -970 | -973 | -975 | -976 | -974 | -973 | -973 | -972 | -971 | -970 | -972 | -977 | -985 | -994 | -1005 | -1014 | -1015 | -1010 | -1000 | -990 | -980 | -969 | -956 | -941 | -927 | -914 | -900 | -886 | -870 | -852 | -834 | -817 | -803 | -791 | -780 | -769 | -757 | -744 | -730 | -716 | -703 | -692 | -681 | -666 | -651 | -636 | -624 | -614 | -603 | -591 | -579 | -568 | -563 | -563 | -563 | -563 | -563 | -563 | -563 | -563 | -563 | -563 | -563 | -563 | -563 | -563 | -563 | -563 | -563 | -575 | -596 | -615 | -635 | -657 | -680 | -703 | -725 | -744 | -767 | -790 | -813 | -836 | -856 | -873 | -889 | -904 | -916 | -926 | -932 | -931 | -923 | -910 | -897 | -883 | -871 | -861 | -853 | -845 | -837 | -827 | -817 | -806 | -790 | -771 | -752 | -732 | -715 | -700 | -687 | -677 | -668 | -661 | -659 | -661 | -668 | -675 | -683 | -690 | -701 | -715 | -729 | -743 | -756 | -769 | -782 | -794 | -805 | -815 | -825 | -833 | -839 | -842 | -843 | -840 | -837 | -832 | -825 | -819 | -812 | -807 | -801 | -792 | -778 | -760 | -740 | -720 | -702 | -685 | -669 | -654 | -643 | -633 | -623 | -613 | -604 | -595 | -586 | -578 | -570 | -563 | -563 | -563 | -563 | -563 | -563 | -563 | -563 | -563 | -576 | -598 | -622 | -646 | -670 | -693 | -716 | -738 | -760 | -783 | -807 | -832 | -859 | -886 | -913 | -942 | -974 | -1009 | -1045 | -1082 | -1121 | -1160 | -1199 | -1234 | -1263 | -1286 | -1305 | -1321 | -1336 | -1352 | -1371 | -1392 | -1412 | -1432 | -1450 | -1468 | -1486 | -1503 | -1521 | -1538 | -1551 | -1557 | -1557 | -1553 | -1546 | -1538 | -1528 | -1517 | -1506 | -1497 | -1488 | -1481 | -1475 | -1470 | -1464 | -1458 | -1451 | -1444 | -1438 | -1432 | -1426 | -1420 | -1414 | -1407 | -1400 | -1399 | -1403 | -1407 | -1408 | -1406 | -1401 | -1393 | -1383 | -1374 | -1365 | -1355 | -1346 | -1336 | -1322 | -1309 | -1297 | -1286 | -1275 | -1266 | -1257 | -1248 | -1238 | -1230 | -1224 | -1213 | -1197 | -1176 | -1155 | -1136 | -1118 | -1101 | -1083 | -1064 | -1044 | -1024 | -1004 | -987 | -973 | -961 | -949 | -939 | -929 | -918 | -905 | -892 | -877 | -863 | -847 | -829 | -810 | -794 | -780 | -768 | -757 | -747 | -739 | -734 | -731 | -730 | -730 | -727 | -722 | -715 | -706 | -697 | -688 | -680 | -674 | -669 | -667 | -665 | -665 | -668 | -675 | -685 | -695 | -707 | -719 | -733 | -749 | -765 | -779 | -792 | -803 | -815 | -831 | -847 | -863 | -879 | -894 | -908 | -921 | -932 | -943 | -953 | -963 | -970 | -974 | -974 | -974 | -974 | -972 | -969 | -964 | -958 | -952 | -946 | -942 | -941 | -938 | -934 | -929 | -923 | -917 | -911 | -906 | -901 | -895 | -889 | -885 | -885 | -888 | -893 | -899 | -904 | -907 | -908 | -908 | -909 | -909 | -909 | -910 | -908 | -903 | -896 | -890 | -883 | -877 | -872 | -866 | -861 | -856 | -851 | -845 | -839 | -838 | -840 | -842 | -846 | -851 | -858 | -864 | -868 | -871 | -871 | -869 | -868 | -868 | -872 | -879 | -887 | -895 | -902 | -910 | -917 | -923 | -929 | -932 | -931 | -924 | -906 | -880 | -850 | -819 | -787 | -756 | -726 | -697 | -671 | -647 | -626 | -605 | -585 | -564 | -563 | -563 | -563 | -563 | -563 | -563 | -563 | -563 | -563 | -563 | -563 | -563 | -563 | -563 | -563 | -563 | -563 | -563 | -563 | -563 | -563 | -563 | -563 | -563 | -563 | -570 | -591 | -612 | -634 | -655 | -678 | -701 | -724 | -743 | -757 | -766 | -770 | -772 | -774 | -776 | -778 | -778 | -779 | -779 | -780 | -783 | -785 | -786 | -785 | -781 | -776 | -771 | -765 | -760 | -753 | -748 | -744 | -737 | -727 | -715 | -702 | -686 | -667 | -648 | -626 | -605 | -582 | -563 | -563 | -563 | -563 | -563 | -563 | -563 | -563 | -563 | -563 | -563 | -563 | -563 | -563 | -563 | -563 | -563 | -563 | -563 | -563 | -563 | -563 | -563 | -563 | -563 | -563 | -563 | -563 | -563 | -563 | -563 | -563 | -563 | -563 | -563 | -563 | -563 | -563 | -563 | -563 | -563 | -563 | -563 | -563 | -563 | -563 | -563 | -563 | -563 | -563 | -563 | -563 | -563 | -563 | -563 | -563 | -563 | -563 | -563 | -563 | -563 | -563 | -563 | -563 | -563 | -563 | -563 | -563 | -563 | -563 | -563 | -563 | -563 | -563 | -563 | -563 | -563 | -563 | -563 | -563 | -563 | -563 | -563 | -563 | -563 | -563 | -563 | -563 | -563 | -563 | -563 | -563 | -563 | -563 | -563 | -563 | -563 | -563 | -563 | -563 | -563 | -563 | -563 | -563 | -563 | -563 | -563 | -563 | -563 | -563 | -563 | -563 | -563 | -563 | -563 | -563 | -563 | -563 | -563 | -563 | -563 | -563 | -563 | -563 | -563 | -563 | -563 | -563 | -563 | -563 | -563 | -563 | -563 | -563 | -563 | -563 | -563 | -563 | -563 | -563 | -563 | -563 | -563 | -563 | -563 | -563 | -563 | -563 | -563 | -563 | -563 | -563 | -563 | -563 | -563 | -563 | -563 | -563 | -563 | -563 | -563 | -563 | -563 | -563 | -563 | -563 | -563 | -563 | -563 | -563 | -563 | -563 | -563 | -563 | -563 | -563 | -563 | -563 | -563 | -563 | -563 | -563 | -563 | -563 | -563 | -563 | -563 | -563 | -563 | -563 | -563 | -563 | -563 | -563 | -563 | -563 | -563 | -563 | -563 | -563 | -563 | -563 | -563 | -575 | -597 | -614 | -628 | -641 | -657 | -673 | -689 | -702 | -709 | -712 | -711 | -707 | -704 | -709 | -717 | -724 | -730 | -734 | -734 | -732 | -731 | -730 | -730 | -730 | -730 | -728 | -726 | -719 | -709 | -698 | -687 | -678 | -674 | -672 | -672 | -674 | -676 | -675 | -672 | -670 | -669 | -667 | -664 | -660 | -655 | -651 | -646 | -641 | -637 | -642 | -653 | -673 | -695 | -716 | -736 | -755 | -771 | -784 | -796 | -808 | -819 | -829 | -839 | -848 | -857 | -866 | -875 | -885 | -893 | -899 | -905 | -909 | -911 | -910 | -906 | -901 | -898 | -898 | -900 | -901 | -901 | -899 | -895 | -890 | -883 | -879 | -874 | -868 | -859 | -851 | -843 | -836 | -829 | -822 | -814 | -807 | -800 | -792 | -782 | -770 | -756 | -741 | -724 | -705 | -685 | -666 | -648 | -631 | -616 | -604 | -592 | -580 | -571 | -563 | -563 | -563 | -563 | -563 | -563 | -563 | -563 | -563 | -563 | -563 | -563 | -563 | -563 | -563 | -563 | -563 | -563 | -563 | -563 | -563 | -563 | -563 | -563 | -563 | -563 | -563 | -563 | -563 | -563 | -563 | -570 | -584 | -598 | -610 | -619 | -625 | -631 | -636 | -641 | -647 | -653 | -658 | -662 | -665 | -667 | -665 | -660 | -652 | -641 | -628 | -614 | -598 | -582 | -565 | -563 | -563 | -563 | -563 | -563 | -563 | -563 | -563 | -563 | -563 | -563 | -563 | -563 | -563 | -563 | -563 | -563 | -563 | -563 | -563 | -563 | -563 | -563 | -563 | -563 | -563 | -563 | -563 | -563 | -563 | -563 | -563 | -563 | -563 | -563 | -563 | -563 | -563 | -563 | -563 | -563 | -563 | -563 | -563 | -563 | -563 | -563 | -563 | -563 | -563 | -563 | -563 | -563 | -563 | -563 | -563 | -563 | -563 | -563 | -563 | -563 | -563 | -563 | -563 | -563 | -563 | -563 | -563 | -563 | -563 | -563 | -563 | -563 | -563 | -563 | -563 | -563 | -563 | -563 | -563 | -563 | -563 | -563 | -563 | -563 | -563 | -563 | -563 | -563 | -563 | -563 | -563 | -563 | -563 | -563 | -563 | -563 | -563 | -563 | -563 | -563 | -563 | -584 | -619 | -654 | -689 | -724 | -759 | -793 | -822 | -851 | -878 | -904 | -928 | -952 | -976 | -999 | -1022 | -1045 | -1067 | -1089 | -1105 | -1111 | -1104 | -1090 | -1072 | -1051 | -1029 | -1005 | -979 | -951 | -923 | -898 | -879 | -863 | -847 | -833 | -818 | -802 | -783 | -763 | -741 | -716 | -690 | -662 | -639 | -622 | -616 | -616 | -620 | -630 | -644 | -662 | -682 | -705 | -725 | -741 | -754 | -765 | -773 | -780 | -788 | -796 | -807 | -819 | -834 | -851 | -870 | -890 | -911 | -928 | -939 | -948 | -956 | -961 | -962 | -959 | -952 | -945 | -940 | -936 | -930 | -924 | -920 | -916 | -912 | -909 | -906 | -904 | -903 | -902 | -901 | -900 | -896 | -892 | -886 | -878 | -867 | -854 | -841 | -829 | -819 | -809 | -799 | -790 | -785 | -780 | -775 | -770 | -764 | -758 | -752 | -746 | -738 | -730 | -723 | -714 | -704 | -694 | -686 | -681 | -681 | -686 | -692 | -700 | -710 | -720 | -730 | -737 | -740 | -744 | -748 | -752 | -758 | -763 | -768 | -771 | -773 | -774 | -774 | -774 | -775 | -777 | -778 | -771 | -754 | -730 | -704 | -675 | -647 | -620 | -595 | -574 | -563 | -563 | -563 | -563 | -563 | -563 | -563 | -563 | -563 | -563 | -563 | -563 | -563 | -563 | -563 | -563 | -563 | -563 | -563 | -563 | -563 | -563 | -563 | -563 | -563 | -563 | -563 | -563 | -563 | -563 | -563 | -563 | -563 | -563 | -563 | -563 | -563 | -563 | -563 | -563 | -563 | -563 | -563 | -563 | -563 | -563 | -563 | -563 | -563 | -563 | -563 | -563 | -563 | -563 | -563 | -563 | -563 | -563 | -563 | -563 | -563 | -563 | -563 | -563 | -563 | -563 | -563 | -563 | -563 | -563 | -563 | -563 | -563 | -563 | -563 | -563 | -563 | -563 | -563 | -563 | -563 | -563 | -563 | -563 | -563 | -563 | -563 | -563 | -563 | -563 | -563 | -563 | -563 | -563 | -563 | -563 | -563 | -563 | -563 | -563 | -563 | -563 | -563 | -563 | -563 | -563 | -563 | -563 | -563 | -563 | -563 | -563 | -563 | -563 | -563 | -563 | -563 | -563 | -563 | -563 | -563 | -563 | -563 | -563 | -563 | -563 | -563 | -563 | -563 | -563 | -563 | -563 | -563 | -563 | -563 | -563 | -563 | -563 | -563 | -563 | -563 | -563 | -563 | -563 | -563 | -563 | -563 | -563 | -563 | -563 | -563 | -563 | -563 | -563 | -563 | -563 | -563 | -563 | -563 | -563 | -563 | -563 | -563 | -563 | -563 | -563 | -563 | -563 | -563 | -563 | -563 | -563 | -563 | -563 | -563 | -563 | -563 | -563 | -563 | -563 | -563 | -563 | -563 | -563 | -563 | -563 | -563 | -563 | -563 | -563 | -563 | -563 | -563 | -563 | -563 | -563 | -563 | -563 | -563 | -563 | -563 | -563 | -563 | -563 | -563 | -563 | -563 | -563 | -563 | -563 | -563 | -563 | -563 | -563 | -563 | -563 | -563 | -563 | -563 | -563 | -563 | -563 | -563 | -563 | -563 | -563 | -563 | -563 | -563 | -563 | -563 | -563 | -563 | -563 | -563 | -563 | -563 | -563 | -563 | -563 | -563 | -563 | -563 | -563 | -563 | -563 | -563 | -563 | -563 | -563 | -563 | -563 | -563 | -563 | -563 | -563 | -563 | -563 | -563 | -563 | -563 | -563 | -563 | -563 | -563 | -563 | -563 | -563 | -563 | -563 | -563 | -563 | -563 | -563 | -563 | -563 | -563 | -563 | -563 | -563 | -563 | -563 | -563 | -563 | -577 | -621 | -664 | -698 | -727 | -753 | -778 | -799 | -819 | -838 | -855 | -871 | -885 | -898 | -911 | -924 | -935 | -944 | -953 | -959 | -965 | -969 | -971 | -971 | -967 | -961 | -954 | -949 | -944 | -940 | -936 | -934 | -933 | -933 | -934 | -935 | -935 | -934 | -931 | -926 | -920 | -917 | -915 | -914 | -908 | -899 | -891 | -885 | -880 | -875 | -868 | -858 | -847 | -836 | -824 | -814 | -804 | -795 | -789 | -786 | -785 | -787 | -790 | -796 | -805 | -818 | -837 | -865 | -903 | -949 | -998 | -1047 | -1095 | -1143 | -1190 | -1236 | -1283 | -1330 | -1376 | -1420 | -1464 | -1506 | -1546 | -1585 | -1624 | -1663 | -1703 | -1742 | -1778 | -1807 | -1824 | -1832 | -1833 | -1828 | -1819 | -1809 | -1798 | -1790 | -1784 | -1787 | -1797 | -1808 | -1821 | -1834 | -1846 | -1859 | -1871 | -1882 | -1892 | -1900 | -1908 | -1916 | -1924 | -1928 | -1931 | -1935 | -1941 | -1948 | -1956 | -1965 | -1973 | -1982 | -1990 | -1996 | -2000 | -2004 | -2007 | -2012 | -2017 | -2024 | -2031 | -2039 | -2048 | -2058 | -2068 | -2076 | -2085 | -2094 | -2103 | -2110 | -2115 | -2120 | -2124 | -2127 | -2130 | -2131 | -2133 | -2135 | -2138 | -2141 | -2145 | -2149 | -2152 | -2155 | -2158 | -2160 | -2160 | -2158 | -2157 | -2155 | -2154 | -2152 | -2151 | -2146 | -2140 | -2132 | -2123 | -2115 | -2106 | -2099 | -2093 | -2090 | -2086 | -2083 | -2079 | -2075 | -2070 | -2064 | -2057 | -2051 | -2046 | -2042 | -2038 | -2035 | -2033 | -2032 | -2030 | -2029 | -2028 | -2027 | -2028 | -2028 | -2029 | -2030 | -2031 | -2029 | -2027 | -2025 | -2024 | -2023 | -2023 | -2022 | -2022 | -2022 | -2020 | -2018 | -2015 | -2013 | -2009 | -2005 | -2002 | -1998 | -1992 | -1986 | -1980 | -1974 | -1969 | -1964 | -1959 | -1952 | -1944 | -1936 | -1927 | -1918 | -1910 | -1901 | -1894 | -1889 | -1883 | -1879 | -1874 | -1868 | -1861 | -1854 | -1846 | -1838 | -1831 | -1822 | -1811 | -1799 | -1786 | -1773 | -1762 | -1751 | -1740 | -1729 | -1718 | -1707 | -1696 | -1686 | -1676 | -1666 | -1656 | -1647 | -1638 | -1630 | -1623 | -1621 | -1621 | -1620 | -1616 | -1609 | -1601 | -1592 | -1583 | -1573 | -1562 | -1549 | -1535 | -1522 | -1508 | -1494 | -1477 | -1458 | -1437 | -1415 | -1393 | -1371 | -1347 | -1322 | -1296 | -1269 | -1241 | -1216 | -1194 | -1176 | -1160 | -1147 | -1135 | -1125 | -1115 | -1107 | -1099 | -1089 | -1079 | -1070 | -1061 | -1054 | -1047 | -1041 | -1035 | -1030 | -1026 | -1023 | -1020 | -1018 | -1021 | -1027 | -1036 | -1048 | -1061 | -1074 | -1086 | -1096 | -1104 | -1114 | -1123 | -1133 | -1143 | -1154 | -1167 | -1180 | -1193 | -1206 | -1219 | -1229 | -1239 | -1248 | -1256 | -1266 | -1271 | -1272 | -1269 | -1263 | -1258 | -1253 | -1251 | -1252 | -1255 | -1254 | -1253 | -1253 | -1254 | -1256 | -1257 | -1259 | -1262 | -1266 | -1270 | -1276 | -1284 | -1293 | -1304 | -1313 | -1324 | -1340 | -1361 | -1382 | -1402 | -1420 | -1437 | -1450 | -1462 | -1479 | -1497 | -1513 | -1527 | -1540 | -1552 | -1563 | -1572 | -1580 | -1586 | -1592 | -1597 | -1599 | -1601 | -1601 | -1597 | -1588 | -1573 | -1555 | -1536 | -1517 | -1497 | -1479 | -1462 | -1441 | -1420 | -1399 | -1378 | -1356 | -1334 | -1309 | -1284 | -1258 | -1233 | -1207 | -1181 | -1157 | -1134 | -1116 | -1105 | -1098 | -1093 | -1088 | -1082 | -1076 | -1071 | -1065 | -1057 | -1047 | -1035 | -1023 | -1009 | -996 | -983 | -972 | -963 | -955 | -949 | -946 | -943 | -940 | -938 | -938 | -941 | -947 | -957 | -970 | -986 | -1006 | -1029 | -1053 | -1079 | -1109 | -1139 | -1171 | -1206 | -1244 | -1283 | -1323 | -1364 | -1403 | -1442 | -1481 | -1519 | -1558 | -1597 | -1631 | -1661 | -1685 | -1708 | -1731 | -1752 | -1770 | -1784 | -1797 | -1808 | -1816 | -1821 | -1823 | -1822 | -1820 | -1817 | -1816 | -1816 | -1817 | -1820 | -1822 | -1823 | -1824 | -1826 | -1824 | -1818 | -1809 | -1798 | -1786 | -1775 | -1764 | -1754 | -1745 | -1738 | -1734 | -1736 | -1742 | -1748 | -1752 | -1754 | -1755 | -1753 | -1749 | -1742 | -1733 | -1721 | -1707 | -1691 | -1682 | -1682 | -1686 | -1687 | -1682 | -1672 | -1659 | -1643 | -1627 | -1610 | -1590 | -1567 | -1542 | -1518 | -1494 | -1469 | -1442 | -1413 | -1384 | -1354 | -1326 | -1300 | -1276 | -1254 | -1231 | -1205 | -1179 | -1157 | -1138 | -1123 | -1108 | -1094 | -1080 | -1065 | -1051 | -1037 | -1024 | -1010 | -998 | -988 | -981 | -977 | -975 | -975 | -976 | -977 | -977 | -978 | -978 | -978 | -980 | -983 | -989 | -1000 | -1015 | -1032 | -1052 | -1069 | -1082 | -1092 | -1101 | -1108 | -1115 | -1121 | -1129 | -1140 | -1152 | -1165 | -1181 | -1199 | -1220 | -1244 | -1273 | -1307 | -1345 | -1388 | -1433 | -1478 | -1520 | -1561 | -1597 | -1630 | -1661 | -1691 | -1721 | -1751 | -1779 | -1805 | -1828 | -1848 | -1864 | -1879 | -1893 | -1905 | -1915 | -1922 | -1924 | -1917 | -1904 | -1883 | -1859 | -1832 | -1805 | -1778 | -1754 | -1737 | -1728 | -1722 | -1717 | -1714 | -1712 | -1710 | -1708 | -1706 | -1704 | -1702 | -1699 | -1695 | -1689 | -1682 | -1677 | -1673 | -1672 | -1673 | -1674 | -1674 | -1674 | -1674 | -1674 | -1674 | -1674 | -1674 | -1673 | -1673 | -1671 | -1669 | -1667 | -1664 | -1662 | -1659 | -1657 | -1655 | -1653 | -1652 | -1651 | -1652 | -1655 | -1657 | -1659 | -1661 | -1664 | -1666 | -1668 | -1670 | -1669 | -1666 | -1662 | -1658 | -1654 | -1651 | -1650 | -1650 | -1651 | -1652 | -1654 | -1656 | -1658 | -1660 | -1662 | -1666 | -1673 | -1684 | -1697 | -1713 | -1730 | -1749 | -1767 | -1781 | -1790 | -1797 | -1803 | -1808 | -1811 | -1814 | -1815 | -1816 | -1815 | -1814 | -1812 | -1808 | -1805 | -1802 | -1801 | -1801 | -1801 | -1802 | -1802 | -1802 | -1799 | -1793 | -1787 | -1782 | -1776 | -1771 | -1766 | -1762 | -1758 | -1754 | -1750 | -1745 | -1740 | -1736 | -1733 | -1731 | -1731 | -1731 | -1731 | -1724 | -1712 | -1694 | -1670 | -1644 | -1619 | -1596 | -1576 | -1562 | -1555 | -1549 | -1544 | -1540 | -1536 | -1532 | -1528 | -1525 | -1521 | -1516 | -1512 | -1507 | -1500 | -1493 | -1488 | -1488 | -1492 | -1502 | -1518 | -1537 | -1557 | -1577 | -1593 | -1605 | -1614 | -1623 | -1633 | -1644 | -1658 | -1673 | -1689 | -1706 | -1723 | -1740 | -1756 | -1772 | -1788 | -1803 | -1820 | -1841 | -1866 | -1893 | -1921 | -1948 | -1974 | -1998 | -2020 | -2040 | -2057 | -2073 | -2087 | -2100 | -2112 | -2122 | -2132 | -2141 | -2150 | -2159 | -2168 | -2176 | -2185 | -2194 | -2202 | -2203 | -2195 | -2178 | -2154 | -2128 | -2102 | -2078 | -2059 | -2048 | -2045 | -2043 | -2042 | -2040 | -2039 | -2038 | -2038 | -2040 | -2043 | -2046 | -2051 | -2058 | -2064 | -2070 | -2077 | -2081 | -2083 | -2087 | -2095 | -2104 | -2113 | -2123 | -2132 | -2138 | -2141 | -2146 | -2151 | -2158 | -2165 | -2174 | -2183 | -2192 | -2202 | -2212 | -2222 | -2232 | -2243 | -2254 | -2266 | -2281 | -2299 | -2317 | -2332 | -2346 | -2360 | -2372 | -2386 | -2400 | -2413 | -2425 | -2438 | -2449 | -2460 | -2470 | -2480 | -2489 | -2496 | -2502 | -2507 | -2510 | -2512 | -2512 | -2512 | -2514 | -2514 | -2515 | -2516 | -2517 | -2519 | -2519 | -2517 | -2515 | -2511 | -2505 | -2499 | -2492 | -2485 | -2478 | -2471 | -2464 | -2456 | -2450 | -2444 | -2438 | -2434 | -2430 | -2426 | -2418 | -2408 | -2397 | -2385 | -2374 | -2363 | -2353 | -2345 | -2345 | -2350 | -2356 | -2363 | -2370 | -2377 | -2383 | -2388 | -2393 | -2397 | -2400 | -2402 | -2404 | -2404 | -2404 | -2402 | -2400 | -2399 | -2398 | -2397 | -2395 | -2392 | -2390 | -2387 | -2382 | -2372 | -2361 | -2347 | -2331 | -2313 | -2294 | -2275 | -2255 | -2234 | -2212 | -2191 | -2169 | -2147 | -2125 | -2105 | -2093 | -2090 | -2093 | -2101 | -2111 | -2120 | -2130 | -2137 | -2137 | -2134 | -2131 | -2128 | -2126 | -2125 | -2124 | -2124 | -2124 | -2126 | -2129 | -2133 | -2137 | -2143 | -2151 | -2159 | -2163 | -2164 | -2163 | -2161 | -2161 | -2161 | -2163 | -2167 | -2174 | -2186 | -2201 | -2221 | -2242 | -2266 | -2291 | -2316 | -2341 | -2366 | -2391 | -2416 | -2441 | -2464 | -2486 | -2507 | -2524 | -2537 | -2548 | -2556 | -2562 | -2566 | -2569 | -2572 | -2579 | -2587 | -2592 | -2595 | -2597 | -2599 | -2602 | -2605 | -2607 | -2610 | -2611 | -2613 | -2614 | -2615 | -2616 | -2617 | -2614 | -2608 | -2599 | -2590 | -2579 | -2568 | -2557 | -2548 | -2541 | -2536 | -2533 | -2529 | -2525 | -2520 | -2513 | -2505 | -2497 | -2488 | -2480 | -2471 | -2463 | -2456 | -2448 | -2441 | -2435 | -2429 | -2422 | -2417 | -2412 | -2409 | -2407 | -2406 | -2404 | -2402 | -2400 | -2398 | -2397 | -2396 | -2395 | -2397 | -2399 | -2403 | -2406 | -2409 | -2412 | -2415 | -2419 | -2424 | -2434 | -2445 | -2456 | -2466 | -2474 | -2481 | -2487 | -2494 | -2499 | -2502 | -2504 | -2506 | -2508 | -2510 | -2512 | -2514 | -2515 | -2518 | -2522 | -2529 | -2536 | -2541 | -2543 | -2543 | -2539 | -2533 | -2526 | -2520 | -2515 | -2511 | -2510 | -2511 | -2511 | -2508 | -2504 | -2497 | -2490 | -2481 | -2471 | -2461 | -2451 | -2440 | -2427 | -2411 | -2397 | -2383 | -2372 | -2363 | -2364 | -2374 | -2389 | -2404 | -2417 | -2428 | -2434 | -2437 | -2440 | -2447 | -2455 | -2464 | -2472 | -2480 | -2487 | -2492 | -2496 | -2499 | -2502 | -2506 | -2510 | -2515 | -2519 | -2523 | -2526 | -2531 | -2539 | -2552 | -2569 | -2590 | -2612 | -2631 | -2638 | -2639 | -2637 | -2633 | -2628 | -2623 | -2620 | -2617 | -2614 | -2611 | -2606 | -2601 | -2594 | -2586 | -2576 | -2566 | -2553 | -2538 | -2520 | -2500 | -2476 | -2450 | -2424 | -2399 | -2384 | -2374 | -2365 | -2359 | -2354 | -2351 | -2349 | -2348 | -2348 | -2350 | -2351 | -2354 | -2359 | -2366 | -2376 | -2385 | -2391 | -2396 | -2399 | -2399 | -2399 | -2400 | -2405 | -2410 | -2411 | -2410 | -2408 | -2404 | -2398 | -2392 | -2387 | -2382 | -2377 | -2375 | -2375 | -2374 | -2370 | -2363 | -2354 | -2346 | -2340 | -2335 | -2331 | -2326 | -2322 | -2314 | -2303 | -2293 | -2286 | -2275 | -2263 | -2252 | -2239 | -2225 | -2208 | -2188 | -2167 | -2144 | -2121 | -2103 | -2090 | -2080 | -2073 | -2068 | -2068 | -2072 | -2081 | -2096 | -2116 | -2139 | -2164 | -2186 | -2205 | -2225 | -2248 | -2271 | -2297 | -2324 | -2352 | -2381 | -2411 | -2441 | -2468 | -2493 | -2513 | -2533 | -2551 | -2567 | -2581 | -2594 | -2604 | -2612 | -2617 | -2619 | -2620 | -2621 | -2627 | -2633 | -2642 | -2654 | -2667 | -2681 | -2697 | -2714 | -2731 | -2749 | -2766 | -2784 | -2802 | -2818 | -2832 | -2843 | -2847 | -2848 | -2845 | -2838 | -2828 | -2819 | -2812 | -2805 | -2795 | -2785 | -2775 | -2760 | -2740 | -2716 | -2688 | -2654 | -2619 | -2582 | -2544 | -2505 | -2465 | -2426 | -2390 | -2358 | -2335 | -2317 | -2303 | -2295 | -2292 | -2290 | -2288 | -2286 | -2282 | -2277 | -2271 | -2267 | -2264 | -2265 | -2268 | -2275 | -2283 | -2291 | -2299 | -2309 | -2320 | -2331 | -2341 | -2349 | -2355 | -2357 | -2359 | -2361 | -2364 | -2366 | -2369 | -2372 | -2375 | -2378 | -2381 | -2383 | -2386 | -2389 | -2392 | -2395 | -2399 | -2402 | -2406 | -2408 | -2408 | -2407 | -2406 | -2403 | -2400 | -2395 | -2391 | -2387 | -2382 | -2375 | -2369 | -2363 | -2356 | -2348 | -2340 | -2331 | -2323 | -2313 | -2303 | -2292 | -2281 | -2269 | -2256 | -2243 | -2235 | -2228 | -2223 | -2220 | -2223 | -2230 | -2240 | -2252 | -2269 | -2288 | -2308 | -2325 | -2340 | -2356 | -2373 | -2392 | -2413 | -2435 | -2459 | -2483 | -2509 | -2535 | -2561 | -2587 | -2611 | -2633 | -2655 | -2675 | -2690 | -2700 | -2706 | -2710 | -2711 | -2710 | -2710 | -2712 | -2719 | -2724 | -2729 | -2732 | -2735 | -2737 | -2739 | -2742 | -2745 | -2749 | -2754 | -2761 | -2768 | -2775 | -2784 | -2792 | -2801 | -2810 | -2817 | -2821 | -2824 | -2827 | -2828 | -2830 | -2833 | -2837 | -2841 | -2846 | -2852 | -2858 | -2864 | -2870 | -2876 | -2881 | -2886 | -2890 | -2895 | -2902 | -2910 | -2918 | -2921 | -2921 | -2920 | -2917 | -2913 | -2909 | -2905 | -2905 | -2908 | -2915 | -2923 | -2932 | -2939 | -2944 | -2947 | -2948 | -2949 | -2949 | -2947 | -2943 | -2938 | -2931 | -2919 | -2906 | -2900 | -2900 | -2904 | -2913 | -2923 | -2933 | -2941 | -2941 | -2926 | -2905 | -2879 | -2850 | -2819 | -2787 | -2754 | -2720 | -2687 | -2653 | -2621 | -2589 | -2557 | -2525 | -2496 | -2470 | -2446 | -2422 | -2398 | -2374 | -2351 | -2327 | -2305 | -2289 | -2280 | -2278 | -2280 | -2286 | -2296 | -2308 | -2322 | -2339 | -2357 | -2377 | -2397 | -2419 | -2441 | -2463 | -2482 | -2500 | -2516 | -2530 | -2541 | -2550 | -2557 | -2564 | -2569 | -2572 | -2575 | -2576 | -2574 | -2570 | -2565 | -2561 | -2557 | -2553 | -2548 | -2543 | -2538 | -2533 | -2528 | -2523 | -2519 | -2518 | -2520 | -2527 | -2539 | -2555 | -2573 | -2593 | -2614 | -2633 | -2647 | -2660 | -2673 | -2686 | -2699 | -2711 | -2721 | -2731 | -2741 | -2751 | -2760 | -2770 | -2781 | -2791 | -2802 | -2812 | -2819 | -2823 | -2825 | -2826 | -2826 | -2825 | -2824 | -2825 | -2830 | -2836 | -2841 | -2845 | -2849 | -2854 | -2860 | -2866 | -2874 | -2882 | -2891 | -2901 | -2910 | -2920 | -2931 | -2941 | -2949 | -2953 | -2953 | -2950 | -2948 | -2946 | -2946 | -2947 | -2951 | -2956 | -2960 | -2964 | -2968 | -2971 | -2973 | -2975 | -2975 | -2974 | -2971 | -2968 | -2962 | -2956 | -2949 | -2941 | -2937 | -2937 | -2941 | -2948 | -2954 | -2960 | -2964 | -2964 | -2957 | -2947 | -2938 | -2929 | -2921 | -2913 | -2905 | -2898 | -2891 | -2885 | -2880 | -2876 | -2873 | -2872 | -2872 | -2874 | -2876 | -2877 | -2876 | -2874 | -2870 | -2867 | -2864 | -2864 | -2870 | -2879 | -2890 | -2905 | -2920 | -2938 | -2956 | -2974 | -2993 | -3011 | -3030 | -3047 | -3064 | -3080 | -3095 | -3109 | -3120 | -3129 | -3138 | -3147 | -3157 | -3167 | -3177 | -3186 | -3196 | -3203 | -3209 | -3213 | -3215 | -3216 | -3218 | -3219 | -3221 | -3224 | -3229 | -3235 | -3243 | -3252 | -3261 | -3272 | -3281 | -3285 | -3285 | -3283 | -3280 | -3277 | -3275 | -3276 | -3280 | -3286 | -3293 | -3301 | -3309 | -3316 | -3323 | -3329 | -3333 | -3336 | -3337 | -3336 | -3333 | -3327 | -3321 | -3314 | -3308 | -3306 | -3306 | -3306 | -3306 | -3306 | -3306 | -3305 | -3302 | -3298 | -3293 | -3287 | -3280 | -3274 | -3267 | -3259 | -3251 | -3244 | -3236 | -3229 | -3223 | -3217 | -3213 | -3209 | -3204 | -3199 | -3192 | -3186 | -3178 | -3170 | -3162 | -3155 | -3147 | -3134 | -3119 | -3103 | -3087 | -3071 | -3055 | -3040 | -3024 | -3007 | -2989 | -2971 | -2953 | -2933 | -2911 | -2889 | -2869 | -2857 | -2851 | -2851 | -2854 | -2860 | -2865 | -2865 | -2861 | -2858 | -2856 | -2855 | -2853 | -2851 | -2849 | -2846 | -2844 | -2843 | -2842 | -2842 | -2842 | -2844 | -2847 | -2852 | -2858 | -2862 | -2864 | -2866 | -2866 | -2865 | -2864 | -2867 | -2878 | -2892 | -2909 | -2926 | -2944 | -2963 | -2982 | -3004 | -3026 | -3050 | -3074 | -3099 | -3126 | -3155 | -3185 | -3216 | -3247 | -3277 | -3307 | -3337 | -3368 | -3400 | -3432 | -3464 | -3497 | -3530 | -3564 | -3597 | -3632 | -3667 | -3703 | -3739 | -3774 | -3809 | -3844 | -3879 | -3911 | -3943 | -3972 | -4000 | -4024 | -4043 | -4055 | -4063 | -4068 | -4072 | -4074 | -4078 | -4080 | -4082 | -4083 | -4084 | -4084 | -4084 | -4084 | -4085 | -4086 | -4088 | -4090 | -4092 | -4094 | -4097 | -4101 | -4107 | -4114 | -4119 | -4121 | -4120 | -4118 | -4115 | -4112 | -4110 | -4110 | -4112 | -4116 | -4120 | -4124 | -4128 | -4129 | -4128 | -4123 | -4115 | -4103 | -4089 | -4073 | -4053 | -4029 | -4001 | -3971 | -3942 | -3916 | -3892 | -3868 | -3845 | -3823 | -3797 | -3764 | -3729 | -3693 | -3655 | -3618 | -3582 | -3548 | -3518 | -3491 | -3468 | -3450 | -3434 | -3423 | -3415 | -3409 | -3407 | -3406 | -3405 | -3402 | -3398 | -3395 | -3391 | -3388 | -3389 | -3396 | -3405 | -3417 | -3430 | -3445 | -3459 | -3472 | -3483 | -3493 | -3502 | -3509 | -3515 | -3520 | -3523 | -3526 | -3529 | -3532 | -3538 | -3546 | -3556 | -3565 | -3574 | -3583 | -3590 | -3595 | -3598 | -3600 | -3601 | -3600 | -3599 | -3599 | -3600 | -3602 | -3605 | -3608 | -3613 | -3617 | -3621 | -3626 | -3631 | -3636 | -3638 | -3639 | -3639 | -3638 | -3635 | -3631 | -3629 | -3626 | -3622 | -3619 | -3616 | -3611 | -3606 | -3600 | -3593 | -3585 | -3576 | -3567 | -3556 | -3545 | -3534 | -3523 | -3512 | -3500 | -3492 | -3486 | -3482 | -3480 | -3479 | -3478 | -3474 | -3466 | -3456 | -3446 | -3436 | -3427 | -3418 | -3411 | -3406 | -3401 | -3396 | -3392 | -3388 | -3384 | -3379 | -3373 | -3365 | -3355 | -3343 | -3332 | -3322 | -3313 | -3305 | -3296 | -3287 | -3275 | -3260 | -3244 | -3227 | -3208 | -3187 | -3163 | -3137 | -3108 | -3077 | -3045 | -3013 | -2980 | -2947 | -2913 | -2878 | -2845 | -2818 | -2796 | -2776 | -2757 | -2740 | -2723 | -2709 | -2695 | -2680 | -2665 | -2650 | -2636 | -2623 | -2610 | -2598 | -2585 | -2572 | -2559 | -2547 | -2535 | -2524 | -2515 | -2507 | -2500 | -2493 | -2487 | -2480 | -2475 | -2468 | -2461 | -2452 | -2441 | -2428 | -2415 | -2400 | -2385 | -2372 | -2359 | -2347 | -2335 | -2324 | -2312 | -2300 | -2286 | -2273 | -2259 | -2246 | -2235 | -2228 | -2221 | -2213 | -2208 | -2204 | -2203 | -2206 | -2214 | -2227 | -2240 | -2256 | -2273 | -2290 | -2305 | -2320 | -2336 | -2352 | -2369 | -2387 | -2405 | -2425 | -2444 | -2465 | -2483 | -2497 | -2510 | -2522 | -2532 | -2540 | -2547 | -2552 | -2553 | -2553 | -2550 | -2546 | -2539 | -2530 | -2521 | -2512 | -2502 | -2492 | -2480 | -2469 | -2458 | -2447 | -2437 | -2426 | -2415 | -2404 | -2393 | -2381 | -2369 | -2357 | -2347 | -2338 | -2329 | -2322 | -2316 | -2312 | -2309 | -2308 | -2308 | -2309 | -2310 | -2313 | -2318 | -2324 | -2332 | -2339 | -2345 | -2351 | -2355 | -2359 | -2364 | -2370 | -2375 | -2379 | -2380 | -2380 | -2380 | -2380 | -2380 | -2381 | -2384 | -2389 | -2396 | -2406 | -2417 | -2431 | -2445 | -2460 | -2475 | -2491 | -2509 | -2529 | -2549 | -2567 | -2583 | -2596 | -2609 | -2621 | -2635 | -2654 | -2679 | -2706 | -2733 | -2758 | -2780 | -2800 | -2816 | -2831 | -2843 | -2853 | -2863 | -2873 | -2883 | -2892 | -2901 | -2909 | -2915 | -2919 | -2923 | -2926 | -2929 | -2933 | -2938 | -2946 | -2952 | -2955 | -2958 | -2960 | -2963 | -2965 | -2968 | -2971 | -2974 | -2975 | -2974 | -2971 | -2964 | -2957 | -2949 | -2940 | -2935 | -2933 | -2931 | -2927 | -2921 | -2915 | -2910 | -2903 | -2897 | -2894 | -2891 | -2889 | -2888 | -2887 | -2887 | -2886 | -2885 | -2884 | -2883 | -2882 | -2881 | -2880 | -2878 | -2875 | -2872 | -2866 | -2861 | -2858 | -2857 | -2857 | -2859 | -2859 | -2855 | -2848 | -2841 | -2833 | -2825 | -2816 | -2807 | -2798 | -2790 | -2782 | -2774 | -2768 | -2762 | -2756 | -2751 | -2745 | -2737 | -2729 | -2723 | -2717 | -2713 | -2708 | -2700 | -2690 | -2682 | -2674 | -2667 | -2658 | -2649 | -2637 | -2623 | -2608 | -2592 | -2578 | -2564 | -2547 | -2530 | -2512 | -2494 | -2476 | -2461 | -2450 | -2438 | -2427 | -2413 | -2399 | -2388 | -2376 | -2362 | -2347 | -2332 | -2317 | -2304 | -2293 | -2283 | -2274 | -2267 | -2261 | -2256 | -2253 | -2253 | -2256 | -2262 | -2270 | -2275 | -2276 | -2274 | -2269 | -2263 | -2256 | -2249 | -2249 | -2256 | -2265 | -2276 | -2287 | -2299 | -2310 | -2321 | -2332 | -2342 | -2351 | -2359 | -2367 | -2373 | -2376 | -2377 | -2375 | -2372 | -2367 | -2363 | -2361 | -2363 | -2367 | -2369 | -2364 | -2355 | -2346 | -2336 | -2327 | -2317 | -2308 | -2298 | -2289 | -2282 | -2279 | -2278 | -2279 | -2281 | -2284 | -2289 | -2296 | -2308 | -2324 | -2343 | -2360 | -2373 | -2383 | -2393 | -2405 | -2421 | -2436 | -2450 | -2464 | -2478 | -2494 | -2510 | -2526 | -2539
2020 | 1987 | 0 | 8880.0184 | #DIV/0!
2025 | 1987 | 0 | 7798.5953 | #DIV/0!
2030 | 1987 | 6530 | 7863.8101 | 1.2043 | -2887 | -2877 | -2869 | -2863 | -2859 | -2855 | -2851 | -2848 | -2847 | -2848 | -2850 | -2852 | -2855 | -2858 | -2861 | -2864 | -2868 | -2871 | -2874 | -2876 | -2879 | -2880 | -2877 | -2873 | -2868 | -2862 | -2854 | -2843 | -2833 | -2822 | -2812 | -2804 | -2802 | -2805 | -2811 | -2820 | -2828 | -2837 | -2844 | -2851 | -2856 | -2862 | -2870 | -2879 | -2889 | -2902 | -2922 | -2950 | -2986 | -3028 | -3076 | -3129 | -3183 | -3239 | -3296 | -3354 | -3407 | -3455 | -3499 | -3540 | -3580 | -3620 | -3664 | -3715 | -3768 | -3822 | -3874 | -3925 | -3973 | -4017 | -4054 | -4084 | -4108 | -4124 | -4136 | -4145 | -4152 | -4157 | -4160 | -4162 | -4164 | -4167 | -4171 | -4174 | -4176 | -4177 | -4174 | -4166 | -4159 | -4153 | -4149 | -4148 | -4148 | -4151 | -4155 | -4157 | -4157 | -4154 | -4150 | -4143 | -4133 | -4122 | -4109 | -4096 | -4081 | -4060 | -4035 | -4006 | -3975 | -3946 | -3917 | -3886 | -3853 | -3816 | -3776 | -3736 | -3694 | -3652 | -3613 | -3576 | -3541 | -3509 | -3480 | -3455 | -3432 | -3412 | -3394 | -3375 | -3359 | -3348 | -3342 | -3342 | -3346 | -3351 | -3356 | -3361 | -3365 | -3368 | -3372 | -3377 | -3381 | -3388 | -3398 | -3414 | -3434 | -3457 | -3483 | -3512 | -3543 | -3576 | -3613 | -3655 | -3699 | -3747 | -3798 | -3850 | -3903 | -3955 | -4007 | -4064 | -4128 | -4196 | -4267 | -4340 | -4416 | -4490 | -4560 | -4626 | -4689 | -4749 | -4807 | -4864 | -4918 | -4969 | -5015 | -5055 | -5086 | -5106 | -5119 | -5129 | -5137 | -5142 | -5146 | -5148 | -5150 | -5151 | -5152 | -5154 | -5155 | -5154 | -5149 | -5140 | -5126 | -5107 | -5084 | -5056 | -5025 | -4990 | -4951 | -4914 | -4879 | -4849 | -4820 | -4791 | -4764 | -4736 | -4708 | -4676 | -4641 | -4602 | -4561 | -4518 | -4474 | -4432 | -4393 | -4358 | -4327 | -4300 | -4278 | -4262 | -4251 | -4244 | -4241 | -4240 | -4241 | -4244 | -4249 | -4255 | -4261 | -4268 | -4274 | -4279 | -4286 | -4293 | -4301 | -4310 | -4321 | -4334 | -4350 | -4368 | -4390 | -4416 | -4443 | -4472 | -4502 | -4534 | -4570 | -4610 | -4660 | -4718 | -4781 | -4848 | -4917 | -4988 | -5059 | -5129 | -5197 | -5263 | -5329 | -5394 | -5458 | -5522 | -5585 | -5648 | -5708 | -5765 | -5819 | -5870 | -5918 | -5961 | -6001 | -6036 | -6066 | -6089 | -6109 | -6123 | -6134 | -6142 | -6148 | -6157 | -6168 | -6181 | -6195 | -6210 | -6227 | -6246 | -6268 | -6294 | -6323 | -6355 | -6388 | -6419 | -6445 | -6469 | -6493 | -6516 | -6530 | -6526 | -6513 | -6493 | -6469 | -6444 | -6418 | -6392 | -6367 | -6341 | -6314 | -6286 | -6256 | -6223 | -6188 | -6148 | -6106 | -6061 | -6014 | -5970 | -5931 | -5894 | -5856 | -5817 | -5778 | -5748 | -5720 | -5695 | -5671 | -5650 | -5631 | -5612 | -5590 | -5567 | -5544 | -5520 | -5496 | -5471 | -5445 | -5417 | -5386 | -5353 | -5318 | -5280 | -5240 | -5199 | -5157 | -5115 | -5079 | -5046 | -5019 | -4993 | -4968 | -4942 | -4916 | -4892 | -4871 | -4851 | -4832 | -4812 | -4790 | -4768 | -4745 | -4722 | -4701 | -4683 | -4667 | -4652 | -4639 | -4628 | -4619 | -4611 | -4600 | -4585 | -4569 | -4552 | -4533 | -4515 | -4497 | -4482 | -4468 | -4456 | -4445 | -4438 | -4433 | -4429 | -4429 | -4431 | -4433 | -4436 | -4440 | -4444 | -4447 | -4450 | -4452 | -4455 | -4458 | -4461 | -4462 | -4464 | -4466 | -4470 | -4475 | -4480 | -4486 | -4490 | -4494 | -4497 | -4501 | -4504 | -4507 | -4508 | -4509 | -4508 | -4505 | -4501 | -4497 | -4491 | -4485 | -4479 | -4478 | -4481 | -4486 | -4491 | -4497 | -4502 | -4504 | -4503 | -4501 | -4499 | -4496 | -4495 | -4493 | -4490 | -4485 | -4477 | -4465 | -4450 | -4435 | -4419 | -4403 | -4387 | -4371 | -4354 | -4335 | -4313 | -4292 | -4272 | -4252 | -4232 | -4215 | -4201 | -4190 | -4181 | -4174 | -4168 | -4164 | -4162 | -4164 | -4172 | -4186 | -4205 | -4228 | -4253 | -4281 | -4312 | -4345 | -4379 | -4410 | -4434 | -4452 | -4468 | -4482 | -4495 | -4513 | -4536 | -4563 | -4592 | -4621 | -4649 | -4676 | -4700 | -4717 | -4731 | -4741 | -4748 | -4754 | -4761 | -4770 | -4779 | -4788 | -4797 | -4802 | -4801 | -4797 | -4794 | -4791 | -4786 | -4779 | -4766 | -4750 | -4736 | -4722 | -4708 | -4693 | -4680 | -4670 | -4661 | -4655 | -4651 | -4648 | -4643 | -4633 | -4617 | -4597 | -4574 | -4555 | -4548 | -4545 | -4543 | -4543 | -4542 | -4537 | -4533 | -4526 | -4515 | -4502 | -4488 | -4472 | -4457 | -4442 | -4427 | -4411 | -4394 | -4375 | -4356 | -4338 | -4321 | -4306 | -4291 | -4272 | -4251 | -4232 | -4214 | -4199 | -4185 | -4170 | -4145 | -4115 | -4081 | -4046 | -4008 | -3969 | -3928 | -3885 | -3841 | -3795 | -3750 | -3705 | -3660 | -3615 | -3573 | -3535 | -3503 | -3483 | -3474 | -3471 | -3472 | -3475 | -3480 | -3487 | -3502 | -3525 | -3552 | -3584 | -3620 | -3662 | -3711 | -3764 | -3818 | -3872 | -3924 | -3975 | -4024 | -4072 | -4120 | -4164 | -4200 | -4221 | -4227 | -4226 | -4222 | -4217 | -4210 | -4201 | -4187 | -4172 | -4157 | -4140 | -4118 | -4092 | -4062 | -4033 | -4004 | -3976 | -3951 | -3928 | -3908 | -3887 | -3867 | -3847 | -3829 | -3818 | -3817 | -3819 | -3823 | -3828 | -3833 | -3838 | -3841 | -3837 | -3830 | -3823 | -3817 | -3814 | -3814 | -3817 | -3824 | -3836 | -3853 | -3874 | -3897 | -3925 | -3954 | -3986 | -4018 | -4046 | -4070 | -4089 | -4104 | -4118 | -4130 | -4146 | -4174 | -4214 | -4257 | -4301 | -4341 | -4378 | -4409 | -4436 | -4460 | -4482 | -4499 | -4514 | -4526 | -4532 | -4532 | -4528 | -4521 | -4512 | -4504 | -4496 | -4491 | -4486 | -4482 | -4475 | -4459 | -4434 | -4406 | -4380 | -4355 | -4333 | -4313 | -4294 | -4274 | -4251 | -4226 | -4199 | -4173 | -4151 | -4131 | -4114 | -4104 | -4102 | -4108 | -4117 | -4129 | -4144 | -4160 | -4178 | -4203 | -4234 | -4269 | -4308 | -4350 | -4396 | -4445 | -4495 | -4545 | -4593 | -4642 | -4695 | -4750 | -4810 | -4874 | -4945 | -5016 | -5079 | -5132 | -5177 | -5217 | -5253 | -5288 | -5323 | -5362 | -5404 | -5446 | -5489 | -5530 | -5570 | -5608 | -5644 | -5679 | -5715 | -5749 | -5780 | -5805 | -5825 | -5841 | -5850 | -5851 | -5845 | -5837 | -5827 | -5815 | -5800 | -5784 | -5766 | -5746 | -5725 | -5704 | -5682 | -5658 | -5632 | -5604 | -5575 | -5546 | -5518 | -5491 | -5465 | -5441 | -5419 | -5399 | -5381 | -5365 | -5353 | -5343 | -5334 | -5325 | -5317 | -5308 | -5298 | -5289 | -5281 | -5272 | -5260 | -5247 | -5234 | -5221 | -5209 | -5197 | -5186 | -5177 | -5167 | -5156 | -5145 | -5132 | -5118 | -5102 | -5085 | -5069 | -5055 | -5042 | -5030 | -5020 | -5011 | -4998 | -4983 | -4966 | -4950 | -4934 | -4918 | -4901 | -4881 | -4859 | -4835 | -4808 | -4780 | -4751 | -4722 | -4692 | -4663 | -4637 | -4617 | -4601 | -4586 | -4572 | -4557 | -4541 | -4524 | -4503 | -4481 | -4458 | -4437 | -4417 | -4397 | -4377 | -4360 | -4345 | -4331 | -4319 | -4307 | -4296 | -4285 | -4276 | -4266 | -4257 | -4246 | -4235 | -4226 | -4219 | -4214 | -4210 | -4205 | -4195 | -4184 | -4173 | -4161 | -4149 | -4136 | -4124 | -4114 | -4104 | -4095 | -4088 | -4081 | -4075 | -4070 | -4065 | -4061 | -4058 | -4056 | -4056 | -4055 | -4054 | -4051 | -4049 | -4047 | -4048 | -4049 | -4050 | -4050 | -4052 | -4054 | -4056 | -4056 | -4056 | -4055 | -4054 | -4054 | -4054 | -4055 | -4055 | -4054 | -4051 | -4042 | -4031 | -4019 | -4009 | -4000 | -3990 | -3980 | -3966 | -3953 | -3940 | -3926 | -3908 | -3886 | -3859 | -3828 | -3795 | -3758 | -3719 | -3676 | -3630 | -3580 | -3529 | -3476 | -3428 | -3395 | -3375 | -3364 | -3357 | -3352 | -3348 | -3345 | -3341 | -3329 | -3313 | -3297 | -3282 | -3272 | -3266 | -3267 | -3276 | -3292 | -3316 | -3347 | -3385 | -3429 | -3478 | -3531 | -3578 | -3609 | -3627 | -3637 | -3642 | -3644 | -3646 | -3647 | -3648 | -3651 | -3651 | -3650 | -3648 | -3643 | -3636 | -3622 | -3603 | -3576 | -3542 | -3504 | -3459 | -3408 | -3354 | -3296 | -3245 | -3207 | -3180 | -3158 | -3139 | -3120 | -3102 | -3087 | -3076 | -3066 | -3056 | -3046 | -3035 | -3026 | -3017 | -3009 | -3004 | -3002 | -3004 | -3009 | -3016 | -3026 | -3038 | -3051 | -3058 | -3060 | -3059 | -3055 | -3051 | -3047 | -3045 | -3047 | -3049 | -3051 | -3054 | -3058 | -3063 | -3068 | -3073 | -3078 | -3081 | -3079 | -3073 | -3067 | -3063 | -3061 | -3057 | -3052 | -3049 | -3048 | -3049 | -3051 | -3053 | -3054 | -3054 | -3053 | -3053 | -3052 | -3051 | -3049 | -3047 | -3045 | -3044 | -3042 | -3042 | -3043 | -3045 | -3046 | -3044 | -3039 | -3034 | -3029 | -3023 | -3013 | -2999 | -2982 | -2961 | -2940 | -2919 | -2902 | -2892 | -2887 | -2882 | -2879 | -2877 | -2875 | -2873 | -2872 | -2871 | -2870 | -2869 | -2868 | -2866 | -2864 | -2863 | -2862 | -2861 | -2861 | -2862 | -2865 | -2871 | -2879 | -2888 | -2892 | -2893 | -2894 | -2895 | -2897 | -2901 | -2905 | -2909 | -2914 | -2919 | -2924 | -2929 | -2933 | -2937 | -2941 | -2945 | -2947 | -2953 | -2959 | -2966 | -2973 | -2977 | -2980 | -2982 | -2982 | -2982 | -2979 | -2976 | -2971 | -2966 | -2962 | -2958 | -2954 | -2952 | -2950 | -2949 | -2949 | -2950 | -2951 | -2951 | -2953 | -2956 | -2961 | -2968 | -2977 | -2988 | -3001 | -3014 | -3024 | -3033 | -3042 | -3052 | -3061 | -3070 | -3079 | -3088 | -3096 | -3104 | -3111 | -3119 | -3126 | -3133 | -3142 | -3152 | -3161 | -3167 | -3170 | -3172 | -3173 | -3177 | -3183 | -3189 | -3197 | -3206 | -3217 | -3228 | -3240 | -3252 | -3264 | -3277 | -3290 | -3302 | -3313 | -3324 | -3335 | -3344 | -3353 | -3361 | -3368 | -3373 | -3376 | -3378 | -3379 | -3381 | -3381 | -3380 | -3380 | -3381 | -3384 | -3386 | -3388 | -3390 | -3391 | -3392 | -3393 | -3393 | -3392 | -3391 | -3390 | -3387 | -3384 | -3380 | -3378 | -3379 | -3382 | -3387 | -3392 | -3396 | -3400 | -3402 | -3403 | -3403 | -3404 | -3405 | -3405 | -3406 | -3407 | -3408 | -3411 | -3415 | -3419 | -3423 | -3428 | -3434 | -3441 | -3448 | -3453 | -3457 | -3462 | -3469 | -3475 | -3482 | -3489 | -3498 | -3507 | -3512 | -3513 | -3513 | -3512 | -3511 | -3508 | -3504 | -3499 | -3492 | -3484 | -3477 | -3469 | -3459 | -3448 | -3438 | -3431 | -3426 | -3422 | -3418 | -3415 | -3411 | -3405 | -3398 | -3389 | -3377 | -3362 | -3345 | -3328 | -3312 | -3296 | -3281 | -3268 | -3257 | -3247 | -3239 | -3234 | -3231 | -3230 | -3231 | -3231 | -3226 | -3216 | -3204 | -3190 | -3176 | -3163 | -3151 | -3143 | -3145 | -3159 | -3177 | -3199 | -3223 | -3249 | -3277 | -3304 | -3331 | -3356 | -3381 | -3404 | -3425 | -3444 | -3461 | -3475 | -3485 | -3491 | -3495 | -3498 | -3503 | -3508 | -3513 | -3518 | -3522 | -3526 | -3531 | -3535 | -3539 | -3543 | -3545 | -3545 | -3544 | -3542 | -3540 | -3538 | -3536 | -3533 | -3528 | -3524 | -3523 | -3530 | -3544 | -3561 | -3581 | -3602 | -3623 | -3645 | -3663 | -3679 | -3694 | -3708 | -3722 | -3737 | -3753 | -3771 | -3791 | -3813 | -3837 | -3863 | -3893 | -3926 | -3963 | -4001 | -4037 | -4068 | -4091 | -4109 | -4123 | -4133 | -4141 | -4148 | -4156 | -4168 | -4183 | -4200 | -4216 | -4233 | -4250 | -4267 | -4283 | -4299 | -4313 | -4324 | -4333 | -4338 | -4340 | -4338 | -4331 | -4323 | -4312 | -4300 | -4287 | -4274 | -4259 | -4245 | -4229 | -4211 | -4190 | -4168 | -4148 | -4128 | -4110 | -4092 | -4075 | -4058 | -4041 | -4023 | -4006 | -3989 | -3974 | -3956 | -3937 | -3919 | -3899 | -3880 | -3861 | -3843 | -3827 | -3812 | -3799 | -3786 | -3771 | -3753 | -3731 | -3706 | -3679 | -3650 | -3621 | -3591 | -3561 | -3532 | -3503 | -3474 | -3445 | -3424 | -3411 | -3407 | -3411 | -3419 | -3431 | -3443 | -3456 | -3467 | -3471 | -3468 | -3463 | -3458 | -3452 | -3445 | -3438 | -3429 | -3419 | -3407 | -3394 | -3379 | -3361 | -3341 | -3320 | -3298 | -3279 | -3263 | -3249 | -3237 | -3225 | -3213 | -3200 | -3185 | -3169 | -3154 | -3141 | -3130 | -3118 | -3106 | -3095 | -3085 | -3077 | -3072 | -3069 | -3068 | -3069 | -3074 | -3081 | -3087 | -3092 | -3094 | -3096 | -3097 | -3099 | -3100 | -3104 | -3112 | -3121 | -3133 | -3145 | -3157 | -3171 | -3189 | -3208 | -3228 | -3250 | -3271 | -3292 | -3313 | -3335 | -3358 | -3382 | -3409 | -3440 | -3475 | -3511 | -3547 | -3582 | -3615 | -3645 | -3672 | -3694 | -3711 | -3725 | -3737 | -3747 | -3756 | -3765 | -3775 | -3787 | -3802 | -3820 | -3842 | -3868 | -3899 | -3935 | -3973 | -4012 | -4050 | -4087 | -4125 | -4163 | -4203 | -4245 | -4290 | -4337 | -4392 | -4453 | -4520 | -4591 | -4662 | -4732 | -4799 | -4863 | -4926 | -4987 | -5045 | -5101 | -5154 | -5201 | -5239 | -5259 | -5264 | -5261 | -5253 | -5241 | -5226 | -5208 | -5188 | -5168 | -5149 | -5132 | -5114 | -5096 | -5079 | -5063 | -5049 | -5034 | -5019 | -5001 | -4982 | -4961 | -4938 | -4914 | -4892 | -4874 | -4859 | -4847 | -4840 | -4835 | -4832 | -4830 | -4830 | -4830 | -4829 | -4828 | -4826 | -4824 | -4822 | -4819 | -4816 | -4816 | -4817 | -4822 | -4827 | -4832 | -4837 | -4841 | -4843 | -4845 | -4849 | -4853 | -4856 | -4859 | -4862 | -4865 | -4867 | -4869 | -4870 | -4869 | -4867 | -4865 | -4863 | -4862 | -4863 | -4864 | -4863 | -4862 | -4860 | -4857 | -4853 | -4848 | -4843 | -4844 | -4849 | -4856 | -4863 | -4871 | -4880 | -4889 | -4898 | -4906 | -4910 | -4912 | -4912 | -4913 | -4914 | -4915 | -4916 | -4916 | -4917 | -4917 | -4918 | -4919 | -4921 | -4926 | -4929 | -4925 | -4914 | -4899 | -4883 | -4865 | -4845 | -4824 | -4802 | -4782 | -4768 | -4759 | -4753 | -4747 | -4740 | -4733 | -4725 | -4718 | -4711 | -4703 | -4695 | -4687 | -4679 | -4670 | -4657 | -4645 | -4634 | -4624 | -4614 | -4605 | -4598 | -4592 | -4586 | -4579 | -4570 | -4558 | -4544 | -4529 | -4511 | -4492 | -4471 | -4449 | -4427 | -4406 | -4386 | -4367 | -4349 | -4330 | -4315 | -4305 | -4297 | -4291 | -4286 | -4279 | -4272 | -4264 | -4257 | -4250 | -4242 | -4234 | -4227 | -4221 | -4217 | -4214 | -4211 | -4208 | -4205 | -4201 | -4198 | -4196 | -4196 | -4200 | -4206 | -4206 | -4202 | -4198 | -4193 | -4187 | -4179 | -4171 | -4162 | -4154 | -4152 | -4154 | -4158 | -4165 | -4174 | -4185 | -4200 | -4217 | -4237 | -4257 | -4278 | -4298 | -4315 | -4330 | -4340 | -4348 | -4354 | -4358 | -4360 | -4362 | -4364 | -4367 | -4371 | -4375 | -4380 | -4388 | -4395 | -4403 | -4409 | -4413 | -4416 | -4417 | -4418 | -4418 | -4418 | -4419 | -4420 | -4420 | -4419 | -4417 | -4411 | -4404 | -4396 | -4390 | -4385 | -4380 | -4376 | -4372 | -4366 | -4357 | -4346 | -4335 | -4322 | -4309 | -4294 | -4278 | -4262 | -4246 | -4230 | -4214 | -4197 | -4180 | -4166 | -4154 | -4146 | -4141 | -4138 | -4137 | -4138 | -4140 | -4143 | -4145 | -4145 | -4143 | -4142 | -4142 | -4145 | -4150 | -4155 | -4162 | -4168 | -4175 | -4181 | -4186 | -4191 | -4195 | -4196 | -4194 | -4191 | -4188 | -4184 | -4179 | -4174 | -4166 | -4157 | -4148 | -4143 | -4137 | -4131 | -4123 | -4110 | -4093 | -4072 | -4047 | -4019 | -3986 | -3949 | -3911 | -3871 | -3831 | -3797 | -3775 | -3764 | -3758 | -3752 | -3748 | -3746 | -3746 | -3748 | -3750 | -3748 | -3740 | -3731 | -3720 | -3710 | -3702 | -3694 | -3689 | -3685 | -3684 | -3686 | -3690 | -3695 | -3702 | -3707 | -3710 | -3713 | -3718 | -3724 | -3729 | -3733 | -3735 | -3737 | -3737 | -3738 | -3739 | -3737 | -3734 | -3731 | -3726 | -3720 | -3714 | -3708 | -3700 | -3690 | -3679 | -3667 | -3652 | -3637 | -3619 | -3598 | -3572 | -3545 | -3515 | -3484 | -3453 | -3422 | -3395 | -3373 | -3353 | -3336 | -3322 | -3309 | -3297 | -3285 | -3274 | -3262 | -3250 | -3237 | -3225 | -3214 | -3204 | -3195 | -3189 | -3185 | -3185 | -3189 | -3195 | -3205 | -3217 | -3230 | -3241 | -3247 | -3250 | -3251 | -3251 | -3250 | -3249 | -3248 | -3248 | -3248 | -3249 | -3252 | -3256 | -3259 | -3264 | -3271 | -3283 | -3297 | -3314 | -3332 | -3351 | -3370 | -3387 | -3403 | -3416 | -3428 | -3438 | -3449 | -3461 | -3474 | -3490 | -3507 | -3525 | -3545 | -3567 | -3589 | -3613 | -3636 | -3656 | -3668 | -3669 | -3663 | -3653 | -3639 | -3624 | -3606 | -3587 | -3568 | -3551 | -3547 | -3554 | -3564 | -3574 | -3584 | -3592 | -3599 | -3603 | -3605 | -3607 | -3606 | -3605 | -3603 | -3599 | -3596 | -3595 | -3589 | -3579 | -3566 | -3552 | -3537 | -3523 | -3508 | -3495 | -3476 | -3452 | -3427 | -3402 | -3377 | -3355 | -3335 | -3316 | -3299 | -3282 | -3268 | -3254 | -3243 | -3231 | -3218 | -3205 | -3195 | -3190 | -3187 | -3184 | -3179 | -3174 | -3168 | -3162 | -3158 | -3152 | -3145 | -3140 | -3135 | -3130 | -3124 | -3116 | -3106 | -3094 | -3079 | -3061 | -3041 | -3020 | -2998 | -2982 | -2969 | -2956 | -2943 | -2930 | -2916 | -2903 | -2889 | -2875 | -2858 | -2842 | -2824 | -2803 | -2782 | -2759 | -2735 | -2711 | -2687 | -2665 | -2643 | -2624 | -2608 | -2594 | -2578 | -2557 | -2527 | -2493 | -2459 | -2425 | -2393 | -2364 | -2336 | -2310 | -2291 | -2278 | -2265 | -2254 | -2243 | -2233 | -2224 | -2215 | -2206 | -2201 | -2199 | -2199 | -2196 | -2190 | -2183 | -2180 | -2180 | -2184 | -2191 | -2201 | -2213 | -2228 | -2244 | -2259 | -2265 | -2265 | -2265 | -2265 | -2265 | -2265 | -2267 | -2271 | -2276 | -2278 | -2279 | -2281 | -2286 | -2297 | -2311 | -2326 | -2340 | -2349 | -2351 | -2350 | -2346 | -2339 | -2331 | -2325 | -2321 | -2319 | -2316 | -2315 | -2313 | -2312 | -2312 | -2311 | -2308 | -2302 | -2291 | -2278 | -2264 | -2250 | -2244 | -2242 | -2247 | -2256 | -2264 | -2274 | -2289 | -2309 | -2330 | -2349 | -2365 | -2378 | -2392 | -2405 | -2419 | -2432 | -2444 | -2457 | -2472 | -2490 | -2512 | -2534 | -2556 | -2577 | -2596 | -2617 | -2639 | -2664 | -2694 | -2726 | -2753 | -2775 | -2794 | -2810 | -2826 | -2847 | -2868 | -2888 | -2907 | -2926 | -2945 | -2965 | -2985 | -3005 | -3025 | -3045 | -3065 | -3081 | -3092 | -3099 | -3107 | -3117 | -3129 | -3143 | -3158 | -3175 | -3192 | -3209 | -3224 | -3235 | -3246 | -3256 | -3265 | -3272 | -3277 | -3280 | -3281 | -3281 | -3279 | -3276 | -3272 | -3272 | -3278 | -3287 | -3297 | -3307 | -3317 | -3323 | -3329 | -3333 | -3337 | -3340 | -3343 | -3346 | -3349 | -3352 | -3354 | -3356 | -3358 | -3360 | -3362 | -3363 | -3364 | -3365 | -3366 | -3366 | -3367 | -3366 | -3364 | -3360 | -3352 | -3343 | -3332 | -3320 | -3307 | -3293 | -3281 | -3271 | -3261 | -3251 | -3242 | -3233 | -3226 | -3219 | -3213 | -3208 | -3203 | -3199 | -3195 | -3192 | -3187 | -3183 | -3179 | -3177 | -3176 | -3175 | -3175 | -3175 | -3175 | -3174 | -3171 | -3166 | -3164 | -3165 | -3167 | -3169 | -3172 | -3175 | -3178 | -3181 | -3186 | -3191 | -3193 | -3192 | -3186 | -3173 | -3151 | -3124 | -3094 | -3062 | -3030 | -2999 | -2969 | -2942 | -2919 | -2899 | -2877 | -2853 | -2828 | -2801 | -2775 | -2748 | -2722 | -2695 | -2668 | -2640 | -2613 | -2588 | -2564 | -2539 | -2512 | -2482 | -2454 | -2426 | -2401 | -2377 | -2356 | -2336 | -2316 | -2295 | -2276 | -2258 | -2241 | -2225 | -2209 | -2195 | -2183 | -2173 | -2166 | -2160 | -2158 | -2154 | -2148 | -2145 | -2147 | -2154 | -2161 | -2168 | -2173 | -2176 | -2175 | -2172 | -2171 | -2179 | -2187 | -2196 | -2208 | -2221 | -2235 | -2248 | -2260 | -2270 | -2277 | -2280 | -2278 | -2277 | -2278 | -2281 | -2281 | -2280 | -2279 | -2280 | -2283 | -2289 | -2296 | -2304 | -2309 | -2307 | -2304 | -2300 | -2296 | -2292 | -2288 | -2286 | -2284 | -2284 | -2285 | -2288 | -2294 | -2294 | -2286 | -2269 | -2250 | -2231 | -2210 | -2188 | -2164 | -2137 | -2109 | -2079 | -2055 | -2043 | -2038 | -2035 | -2033 | -2030 | -2027 | -2023 | -2019 | -2014 | -2008 | -2000 | -1989 | -1977 | -1969 | -1962 | -1955 | -1947 | -1938 | -1930 | -1923 | -1918 | -1916 | -1918 | -1915 | -1900 | -1881 | -1859 | -1835 | -1810 | -1785 | -1760 | -1735 | -1711 | -1688 | -1666 | -1648 | -1636 | -1632 | -1635 | -1645 | -1658 | -1670 | -1682 | -1693 | -1703 | -1712 | -1719 | -1726 | -1732 | -1737 | -1742 | -1747 | -1752 | -1757 | -1761 | -1764 | -1766 | -1769 | -1771 | -1774 | -1781 | -1792 | -1809 | -1831 | -1857 | -1886 | -1917 | -1947 | -1975 | -2000 | -2024 | -2044 | -2062 | -2078 | -2094 | -2109 | -2122 | -2135 | -2146 | -2158 | -2169 | -2181 | -2193 | -2206 | -2219 | -2233 | -2246 | -2259 | -2271 | -2283 | -2295 | -2309 | -2324 | -2341 | -2357 | -2374 | -2393 | -2413 | -2435 | -2457 | -2480 | -2502 | -2524 | -2545 | -2564 | -2582 | -2599 | -2615 | -2622 | -2621 | -2612 | -2599 | -2582 | -2566 | -2551 | -2538 | -2526 | -2517 | -2509 | -2503 | -2500 | -2498 | -2496 | -2496 | -2496 | -2497 | -2498 | -2500 | -2504 | -2510 | -2515 | -2520 | -2528 | -2538 | -2550 | -2565 | -2582 | -2601 | -2621 | -2640 | -2657 | -2672 | -2685 | -2694 | -2698 | -2701 | -2702 | -2702 | -2702 | -2700 | -2699 | -2699 | -2699 | -2699 | -2701 | -2702 | -2699 | -2693 | -2683 | -2673 | -2660 | -2645 | -2628 | -2610 | -2591 | -2572 | -2554 | -2538 | -2530 | -2525 | -2521 | -2518 | -2516 | -2515 | -2514 | -2514 | -2514 | -2513 | -2512 | -2510 | -2510 | -2509 | -2508 | -2507 | -2505 | -2503 | -2500 | -2497 | -2493 | -2490 | -2487 | -2484 | -2483 | -2481 | -2479 | -2479 | -2480 | -2481 | -2481 | -2480 | -2478 | -2475 | -2472 | -2468 | -2460 | -2454 | -2450 | -2447 | -2444 | -2442 | -2442 | -2442 | -2440 | -2438 | -2434 | -2427 | -2416 | -2402 | -2386 | -2369 | -2351 | -2333 | -2316 | -2299 | -2283 | -2267 | -2252 | -2237 | -2226 | -2215 | -2201 | -2180 | -2156 | -2129 | -2100 | -2070 | -2040 | -2011 | -1984 | -1961 | -1946 | -1935 | -1926 | -1920 | -1915 | -1909 | -1904 | -1899 | -1895 | -1891 | -1886 | -1880 | -1868 | -1851 | -1832 | -1814 | -1799 | -1785 | -1773 | -1762 | -1752 | -1744 | -1738 | -1731 | -1721 | -1712 | -1704 | -1697 | -1690 | -1684 | -1677 | -1670 | -1662 | -1653 | -1645 | -1641 | -1643 | -1648 | -1654 | -1660 | -1664 | -1667 | -1672 | -1680 | -1690 | -1701 | -1711 | -1718 | -1716 | -1710 | -1703 | -1693 | -1681 | -1668 | -1656 | -1645 | -1636 | -1627 | -1617 | -1605 | -1589 | -1576 | -1568 | -1566 | -1571 | -1582 | -1597 | -1613 | -1629 | -1646 | -1664 | -1682 | -1698 | -1712 | -1724 | -1735 | -1745 | -1755 | -1764 | -1772 | -1778 | -1785 | -1793 | -1805 | -1827 | -1856 | -1890 | -1925 | -1956 | -1984 | -2008 | -2031 | -2051 | -2071 | -2089 | -2109 | -2131 | -2156 | -2181 | -2208 | -2235 | -2261 | -2286 | -2309 | -2332 | -2353 | -2373 | -2392 | -2405 | -2412 | -2416 | -2418 | -2421 | -2421 | -2420 | -2417 | -2412 | -2405 | -2398 | -2391 | -2388 | -2390 | -2395 | -2403 | -2413 | -2425 | -2439 | -2454 | -2471 | -2489 | -2507 | -2523 | -2529 | -2528 | -2518 | -2504 | -2487 | -2467 | -2444 | -2420 | -2395 | -2370 | -2344 | -2319 | -2300 | -2281 | -2259 | -2236 | -2214 | -2192 | -2171 | -2150 | -2128 | -2106 | -2083 | -2059 | -2040 | -2021 | -1998 | -1974 | -1951 | -1929 | -1910 | -1892 | -1877 | -1863 | -1849 | -1837 | -1825 | -1815 | -1806 | -1797 | -1787 | -1775 | -1762 | -1748 | -1733 | -1718 | -1704 | -1690 | -1674 | -1656 | -1637 | -1617 | -1598 | -1579 | -1562 | -1545 | -1528 | -1510 | -1491 | -1474 | -1455 | -1436 | -1417 | -1398 | -1380 | -1364 | -1349 | -1335 | -1323 | -1310 | -1297 | -1282 | -1273 | -1272 | -1282 | -1299 | -1319 | -1341 | -1364 | -1388 | -1412 | -1439 | -1467 | -1493 | -1511 | -1526 | -1539 | -1553 | -1569 | -1585 | -1603 | -1621 | -1641 | -1662 | -1687 | -1713 | -1742 | -1774 | -1807 | -1839 | -1870 | -1898 | -1924 | -1949 | -1972 | -1993 | -2014 | -2035 | -2062 | -2098 | -2134 | -2171 | -2206 | -2241 | -2275 | -2306 | -2336 | -2362 | -2386 | -2409 | -2421 | -2425 | -2423 | -2417 | -2409 | -2398 | -2385 | -2371 | -2356 | -2339 | -2321 | -2302 | -2287 | -2267 | -2246 | -2225 | -2203 | -2181 | -2159 | -2138 | -2117 | -2099 | -2082 | -2062 | -2041 | -2018 | -1990 | -1961 | -1930 | -1901 | -1873 | -1846 | -1821 | -1798 | -1776 | -1755 | -1734 | -1714 | -1696 | -1678 | -1660 | -1644 | -1628 | -1613 | -1599 | -1585 | -1572 | -1558 | -1546 | -1536 | -1526 | -1518 | -1510 | -1503 | -1495 | -1487 | -1479 | -1472 | -1464 | -1455 | -1446 | -1433 | -1420 | -1406 | -1392 | -1378 | -1364 | -1349 | -1332 | -1313 | -1293 | -1275 | -1262 | -1255 | -1252 | -1247 | -1241 | -1235 | -1230 | -1225 | -1221 | -1215 | -1208 | -1200 | -1187 | -1169 | -1149 | -1130 | -1111 | -1092 | -1072 | -1053 | -1036 | -1022 | -1008 | -994 | -978 | -957 | -934 | -917 | -904 | -896 | -889 | -884 | -879 | -876 | -874 | -870 | -866 | -864 | -865 | -866 | -866 | -866 | -866 | -865 | -862 | -858 | -855 | -855 | -862 | -878 | -902 | -927 | -955 | -984 | -1015 | -1048 | -1081 | -1115 | -1147 | -1180 | -1213 | -1247 | -1282 | -1319 | -1360 | -1407 | -1457 | -1506 | -1556 | -1608 | -1658 | -1707 | -1759 | -1811 | -1867 | -1922 | -1976 | -2026 | -2071 | -2110 | -2147 | -2182 | -2217 | -2248 | -2267 | -2277 | -2280 | -2278 | -2269 | -2251 | -2231 | -2209 | -2187 | -2166 | -2144 | -2121 | -2099 | -2075 | -2049 | -2021 | -1993 | -1965 | -1940 | -1918 | -1897 | -1876 | -1856 | -1839 | -1827 | -1821 | -1816 | -1812 | -1809 | -1806 | -1804 | -1803 | -1802 | -1799 | -1795 | -1791 | -1790 | -1793 | -1799 | -1808 | -1817 | -1827 | -1837 | -1848 | -1862 | -1879 | -1899 | -1919 | -1937 | -1955 | -1973 | -1993 | -2014 | -2035 | -2056 | -2076 | -2096 | -2116 | -2138 | -2159 | -2181 | -2201 | -2218 | -2232 | -2244 | -2253 | -2261 | -2264 | -2264 | -2260 | -2253 | -2247 | -2243 | -2241 | -2239 | -2236 | -2232 | -2229 | -2229 | -2231 | -2235 | -2241 | -2249 | -2255 | -2253 | -2245 | -2232 | -2219 | -2208 | -2198 | -2188 | -2180 | -2171 | -2163 | -2156 | -2147 | -2140 | -2138 | -2137 | -2137 | -2137 | -2136 | -2133 | -2128 | -2123 | -2118 | -2114 | -2104 | -2090 | -2071 | -2049 | -2025 | -1998 | -1969 | -1938 | -1906 | -1874 | -1841 | -1807 | -1774 | -1747 | -1723 | -1698 | -1675 | -1653 | -1633 | -1615 | -1599 | -1583 | -1567 | -1551 | -1536 | -1513 | -1490 | -1462 | -1430 | -1399 | -1369 | -1340 | -1314 | -1290 | -1270 | -1253 | -1242 | -1233 | -1223 | -1215 | -1207 | -1199 | -1190 | -1180 | -1170 | -1160 | -1151 | -1142 | -1139 | -1155 | -1181 | -1217 | -1258 | -1301 | -1346 | -1391 | -1437 | -1482 | -1526 | -1567 | -1601 | -1626 | -1645 | -1659 | -1673 | -1688 | -1702 | -1715 | -1726 | -1735 | -1742 | -1745 | -1743 | -1734 | -1720 | -1705 | -1692 | -1681 | -1672 | -1662 | -1651 | -1639 | -1626 | -1613 | -1602 | -1592 | -1586 | -1583 | -1581 | -1578 | -1574 | -1570 | -1567 | -1564 | -1560 | -1556 | -1557 | -1566 | -1585 | -1610 | -1639 | -1670 | -1703 | -1738 | -1776 | -1816 | -1858 | -1899 | -1940 | -1977 | -2009 | -2040 | -2069 | -2097 | -2126 | -2154 | -2181 | -2209 | -2236 | -2264 | -2292 | -2320 | -2344 | -2366 | -2385 | -2399 | -2409 | -2415 | -2416 | -2412 | -2404 | -2394 | -2382 | -2374 | -2370 | -2371 | -2377 | -2381 | -2385 | -2391 | -2396 | -2402 | -2408 | -2413 | -2412 | -2402 | -2379 | -2348 | -2314 | -2279 | -2245 | -2214 | -2187 | -2162 | -2140 | -2119 | -2101 | -2082 | -2061 | -2036 | -2006 | -1977 | -1948 | -1918 | -1887 | -1857 | -1826 | -1797 | -1775 | -1762 | -1760 | -1767 | -1778 | -1792 | -1807 | -1823 | -1842 | -1863 | -1886 | -1911 | -1937 | -1960 | -1981 | -2001 | -2021 | -2040 | -2060 | -2081 | -2103 | -2129 | -2156 | -2183 | -2201 | -2209 | -2204 | -2193 | -2178 | -2160 | -2139 | -2116 | -2090 | -2063 | -2035 | -2006 | -1976 | -1948 | -1924 | -1901 | -1878 | -1855 | -1832 | -1806 | -1777 | -1745 | -1711 | -1677 | -1647 | -1622 | -1602 | -1581 | -1556 | -1530 | -1504 | -1479 | -1456 | -1435 | -1416 | -1400 | -1385 | -1371 | -1359 | -1351 | -1344 | -1339 | -1336 | -1335 | -1337 | -1341 | -1346 | -1351 | -1352 | -1349 | -1344 | -1339 | -1339 | -1342 | -1347 | -1353 | -1358 | -1362 | -1364 | -1364 | -1364 | -1363 | -1362 | -1359 | -1355 | -1351 | -1347 | -1343 | -1338 | -1333 | -1328 | -1323 | -1324 | -1336 | -1359 | -1390 | -1423 | -1458 | -1491 | -1524 | -1554 | -1581 | -1607 | -1632 | -1656 | -1679 | -1699 | -1717 | -1736 | -1756 | -1777 | -1799 | -1822 | -1846 | -1872 | -1898 | -1926 | -1952 | -1979 | -2007 | -2034 | -2061 | -2091 | -2121 | -2153 | -2185 | -2218 | -2250 | -2280 | -2308 | -2334 | -2358 | -2380 | -2399 | -2416 | -2429 | -2439 | -2447 | -2454 | -2460 | -2465 | -2471 | -2477 | -2483 | -2490 | -2495 | -2498 | -2500 | -2500 | -2499 | -2497 | -2495 | -2492 | -2489 | -2488 | -2487 | -2486 | -2486 | -2486 | -2487 | -2487 | -2487 | -2486 | -2485 | -2482 | -2478 | -2472 | -2464 | -2456 | -2449 | -2442 | -2437 | -2432 | -2428 | -2423 | -2416 | -2409 | -2401 | -2391 | -2379 | -2366 | -2353 | -2339 | -2324 | -2309 | -2295 | -2280 | -2265 | -2248 | -2226 | -2197 | -2160 | -2118 | -2074 | -2027 | -1978 | -1930 | -1881 | -1835 | -1790 | -1749 | -1713 | -1685 | -1660 | -1636 | -1613 | -1591 | -1571 | -1552 | -1534 | -1518 | -1504 | -1487 | -1466 | -1443 | -1424 | -1409 | -1399 | -1392 | -1389 | -1389 | -1392 | -1395 | -1400 | -1403 | -1405 | -1404 | -1402 | -1401 | -1399 | -1397 | -1395 | -1394 | -1393 | -1392 | -1391 | -1391 | -1393 | -1394 | -1395 | -1394 | -1392 | -1387 | -1379 | -1368 | -1355 | -1341 | -1326 | -1312 | -1300 | -1293 | -1289 | -1288 | -1289 | -1290 | -1291 | -1292 | -1291 | -1290 | -1287 | -1281 | -1275 | -1268 | -1260 | -1252 | -1245 | -1240 | -1238 | -1239 | -1242 | -1247 | -1253 | -1258 | -1261 | -1256 | -1248 | -1238 | -1227 | -1216 | -1205 | -1196 | -1187 | -1179 | -1172 | -1171 | -1177 | -1192 | -1211 | -1228 | -1242 | -1253 | -1261 | -1267 | -1272 | -1274 | -1277 | -1280 | -1283 | -1289 | -1298 | -1307 | -1317 | -1328 | -1339 | -1350 | -1362 | -1373 | -1383 | -1388 | -1390 | -1389 | -1386 | -1385 | -1387 | -1393 | -1399 | -1406 | -1412 | -1418 | -1424 | -1431 | -1437 | -1440 | -1441 | -1443 | -1445 | -1446 | -1445 | -1444 | -1443 | -1443 | -1444 | -1453 | -1466 | -1481 | -1498 | -1514 | -1529 | -1543 | -1557 | -1571 | -1586 | -1601 | -1616 | -1631 | -1645 | -1660 | -1677 | -1694 | -1711 | -1726 | -1743 | -1758 | -1773 | -1785 | -1794 | -1794 | -1788 | -1779 | -1770 | -1762 | -1754 | -1747 | -1740 | -1732 | -1724 | -1717 | -1711 | -1704 | -1695 | -1682 | -1665 | -1645 | -1625 | -1604 | -1583 | -1564 | -1546 | -1531 | -1519 | -1511 | -1509 | -1509 | -1512 | -1514 | -1515 | -1514 | -1513 | -1512 | -1509 | -1503 | -1496 | -1489 | -1485 | -1484 | -1485 | -1489 | -1495 | -1501 | -1507 | -1510 | -1513 | -1513 | -1512 | -1509 | -1503 | -1492 | -1475 | -1456 | -1437 | -1421 | -1405 | -1391 | -1378 | -1366 | -1355 | -1344 | -1335 | -1326 | -1316 | -1305 | -1294 | -1283 | -1272 | -1261 | -1251 | -1240 | -1229 | -1217 | -1207 | -1201 | -1198 | -1196 | -1198 | -1203 | -1212 | -1222 | -1233 | -1245 | -1257 | -1267 | -1275 | -1279 | -1283 | -1287 | -1289 | -1289 | -1287 | -1284 | -1282 | -1280 | -1278 | -1273 | -1268 | -1260 | -1252 | -1248 | -1243 | -1237 | -1231 | -1227 | -1224 | -1224 | -1225 | -1229 | -1233 | -1236 | -1237 | -1239 | -1243 | -1250 | -1259 | -1268 | -1278 | -1287 | -1296 | -1310 | -1330 | -1357 | -1387 | -1415 | -1440 | -1459 | -1473 | -1482 | -1486 | -1486 | -1482 | -1477 | -1472 | -1473 | -1476 | -1480 | -1482 | -1484 | -1486 | -1488 | -1491 | -1495 | -1499 | -1494 | -1479 | -1453 | -1419 | -1384 | -1348 | -1314 | -1280 | -1247 | -1214 | -1183 | -1152 | -1121 | -1092 | -1061 | -1030 | -1000 | -971 | -943 | -915 | -887 | -860 | -831 | -800 | -771 | -745 | -724 | -705 | -684 | -661 | -638 | -638 | -638 | -638 | -638 | -638 | -638 | -638 | -638 | -638 | -638 | -638 | -638 | -638 | -638 | -638 | -638 | -638 | -638 | -638 | -638 | -638 | -638 | -638 | -638 | -638 | -638 | -638 | -638 | -640 | -666 | -692 | -717 | -744 | -771 | -798 | -824 | -849 | -872 | -891 | -908 | -926 | -949 | -977 | -1011 | -1051 | -1093 | -1132 | -1167 | -1196 | -1220 | -1240 | -1257 | -1271 | -1278 | -1280 | -1281 | -1282 | -1284 | -1285 | -1287 | -1288 | -1290 | -1292 | -1294 | -1297 | -1296 | -1290 | -1276 | -1257 | -1234 | -1213 | -1195 | -1180 | -1166 | -1154 | -1142 | -1130 | -1121 | -1114 | -1112 | -1111 | -1110 | -1110 | -1111 | -1114 | -1118 | -1122 | -1128 | -1132 | -1129 | -1123 | -1113 | -1101 | -1086 | -1070 | -1052 | -1033 | -1012 | -991 | -968 | -945 | -920 | -898 | -879 | -861 | -842 | -822 | -803 | -783 | -765 | -746 | -729 | -712 | -694 | -676 | -659 | -644 | -638 | -638 | -638 | -638 | -638 | -638 | -638 | -638 | -638 | -638 | -638 | -638 | -638 | -638 | -638 | -638 | -638 | -638 | -638 | -638 | -638 | -638 | -638 | -638 | -638 | -638 | -638 | -638 | -638 | -638 | -638 | -638 | -638 | -638 | -638 | -638 | -638 | -638 | -638 | -638 | -638 | -638 | -638 | -638 | -638 | -638 | -638 | -638 | -638 | -638 | -638 | -638 | -638 | -638 | -638 | -638 | -638 | -638 | -638 | -638 | -638 | -638 | -638 | -638 | -638 | -638 | -638 | -638 | -638 | -638 | -638 | -638 | -638 | -638 | -638 | -638 | -638 | -638 | -638 | -638 | -638 | -638 | -638 | -638 | -638 | -638 | -638 | -638 | -638 | -638 | -638 | -638 | -638 | -638 | -670 | -726 | -786 | -850 | -920 | -994 | -1069 | -1142 | -1209 | -1271 | -1329 | -1383 | -1431 | -1475 | -1514 | -1549 | -1582 | -1612 | -1640 | -1665 | -1688 | -1707 | -1724 | -1738 | -1749 | -1760 | -1771 | -1779 | -1785 | -1790 | -1793 | -1796 | -1797 | -1796 | -1795 | -1794 | -1796 | -1800 | -1808 | -1816 | -1825 | -1834 | -1843 | -1853 | -1863 | -1870 | -1869 | -1865 | -1858 | -1854 | -1849 | -1844 | -1840 | -1836 | -1830 | -1825 | -1820 | -1817 | -1814 | -1812 | -1807 | -1799 | -1790 | -1780 | -1770 | -1760 | -1750 | -1740 | -1731 | -1725 | -1723 | -1720 | -1717 | -1708 | -1696 | -1681 | -1664 | -1646 | -1628 | -1610 | -1591 | -1572 | -1551 | -1531 | -1516 | -1503 | -1491 | -1478 | -1467 | -1454 | -1441 | -1428 | -1415 | -1402 | -1390 | -1377 | -1364 | -1352 | -1346 | -1347 | -1353 | -1362 | -1371 | -1379 | -1386 | -1392 | -1399 | -1403 | -1402 | -1399 | -1395 | -1391 | -1389 | -1387 | -1384 | -1382 | -1378 | -1375 | -1372 | -1375 | -1383 | -1394 | -1401 | -1404 | -1404 | -1402 | -1399 | -1398 | -1399 | -1400 | -1401 | -1403 | -1404 | -1404 | -1404 | -1401 | -1395 | -1389 | -1382 | -1376 | -1370 | -1365 | -1363 | -1362 | -1365 | -1370 | -1377 | -1386 | -1395 | -1404 | -1412 | -1418 | -1423 | -1426 | -1428 | -1429 | -1430 | -1433 | -1437 | -1443 | -1451 | -1461 | -1473 | -1486 | -1500 | -1511 | -1512 | -1502 | -1482 | -1452 | -1418 | -1383 | -1346 | -1309 | -1274 | -1240 | -1208 | -1179 | -1151 | -1127 | -1106 | -1085 | -1064 | -1043 | -1021 | -999 | -977 | -955 | -934 | -914 | -900 | -892 | -890 | -894 | -900 | -904 | -907 | -907 | -906 | -907 | -909 | -912 | -916 | -920 | -922 | -924 | -926 | -927 | -928 | -929 | -930 | -932 | -934 | -936 | -939 | -940 | -941 | -940 | -938 | -937 | -938 | -940 | -942 | -942 | -941 | -938 | -933 | -927 | -923 | -918 | -919 | -924 | -929 | -933 | -935 | -934 | -932 | -928 | -920 | -908 | -892 | -871 | -847 | -824 | -801 | -781 | -763 | -746 | -731 | -716 | -703 | -691 | -681 | -674 | -665 | -653 | -643 | -638 | -638 | -638 | -638 | -638 | -638 | -638 | -638 | -642 | -661 | -680 | -698 | -714 | -729 | -743 | -756 | -767 | -776 | -783 | -789 | -795 | -799 | -803 | -808 | -813 | -820 | -828 | -836 | -841 | -837 | -828 | -811 | -790 | -768 | -745 | -723 | -700 | -677 | -651 | -638 | -638 | -638 | -638 | -638 | -638 | -638 | -638 | -638 | -638 | -638 | -638 | -638 | -638 | -638 | -638 | -638 | -638 | -638 | -638 | -638 | -638 | -638 | -638 | -638 | -638 | -638 | -638 | -638 | -638 | -638 | -638 | -638 | -638 | -638 | -638 | -638 | -638 | -638 | -638 | -638 | -638 | -638 | -638 | -638 | -638 | -638 | -638 | -638 | -638 | -638 | -638 | -638 | -638 | -638 | -638 | -638 | -638 | -638 | -638 | -638 | -638 | -638 | -638 | -638 | -638 | -638 | -638 | -638 | -638 | -638 | -638 | -638 | -638 | -638 | -638 | -638 | -638 | -638 | -638 | -638 | -638 | -638 | -638 | -638 | -638 | -638 | -638 | -638 | -638 | -638 | -638 | -638 | -638 | -638 | -638 | -638 | -638 | -638 | -638 | -638 | -638 | -638 | -638 | -638 | -638 | -638 | -638 | -638 | -638 | -638 | -638 | -638 | -638 | -638 | -638 | -638 | -638 | -638 | -638 | -638 | -638 | -638 | -638 | -638 | -638 | -638 | -638 | -638 | -638 | -638 | -638 | -638 | -638 | -638 | -638 | -638 | -638 | -638 | -638 | -638 | -638 | -638 | -638 | -638 | -638 | -638 | -638 | -638 | -638 | -638 | -638 | -638 | -638 | -638 | -638 | -638 | -638 | -638 | -638 | -638 | -638 | -638 | -638 | -638 | -638 | -638 | -638 | -638 | -638 | -638 | -638 | -638 | -638 | -638 | -638 | -638 | -638 | -638 | -639 | -664 | -687 | -703 | -713 | -717 | -719 | -720 | -719 | -717 | -712 | -706 | -698 | -689 | -679 | -669 | -660 | -655 | -650 | -646 | -642 | -638 | -638 | -638 | -638 | -638 | -638 | -638 | -638 | -638 | -638 | -638 | -638 | -638 | -638 | -638 | -638 | -638 | -638 | -638 | -638 | -638 | -638 | -638 | -638 | -638 | -638 | -638 | -638 | -638 | -638 | -638 | -638 | -638 | -638 | -638 | -638 | -638 | -638 | -638 | -638 | -638 | -638 | -638 | -638 | -638 | -638 | -638 | -638 | -638 | -638 | -638 | -638 | -638 | -638 | -638 | -638 | -638 | -638 | -638 | -638 | -638 | -638 | -638 | -638 | -638 | -638 | -638 | -638 | -654 | -682 | -708 | -733 | -759 | -786 | -814 | -845 | -875 | -903 | -923 | -935 | -941 | -943 | -941 | -934 | -924 | -911 | -895 | -877 | -859 | -841 | -824 | -810 | -804 | -799 | -793 | -786 | -779 | -770 | -761 | -751 | -741 | -733 | -726 | -715 | -699 | -680 | -658 | -638 | -638 | -638 | -638 | -638 | -638 | -638 | -638 | -638 | -638 | -638 | -638 | -638 | -638 | -638 | -638 | -638 | -638 | -638 | -638 | -638 | -638 | -638 | -638 | -638 | -638 | -638 | -638 | -638 | -638 | -638 | -638 | -638 | -638 | -638 | -638 | -638 | -638 | -638 | -638 | -638 | -638 | -638 | -638 | -638 | -638 | -638 | -638 | -638 | -638 | -638 | -638 | -638 | -638 | -638 | -638 | -638 | -638 | -638 | -638 | -638 | -638 | -638 | -638 | -638 | -638 | -638 | -638 | -638 | -638 | -638 | -638 | -638 | -638 | -638 | -638 | -638 | -638 | -638 | -638 | -638 | -638 | -638 | -638 | -638 | -638 | -638 | -638 | -638 | -638 | -638 | -638 | -638 | -638 | -638 | -638 | -638 | -638 | -638 | -638 | -638 | -638 | -638 | -638 | -638 | -638 | -638 | -638 | -638 | -638 | -638 | -638 | -638 | -638 | -638 | -638 | -638 | -638 | -638 | -638 | -638 | -638 | -638 | -638 | -638 | -638 | -638 | -638 | -638 | -638 | -638 | -638 | -638 | -638 | -638 | -638 | -638 | -638 | -638 | -638 | -638 | -638 | -638 | -638 | -638 | -638 | -638 | -638 | -638 | -638 | -638 | -638 | -638 | -638 | -638 | -638 | -638 | -638 | -638 | -638 | -638 | -638 | -638 | -638 | -638 | -638 | -638 | -638 | -638 | -638 | -638 | -638 | -638 | -638 | -638 | -638 | -638 | -638 | -638 | -638 | -638 | -638 | -638 | -638 | -638 | -638 | -638 | -638 | -638 | -638 | -638 | -638 | -638 | -638 | -638 | -638 | -638 | -638 | -638 | -638 | -638 | -638 | -638 | -638 | -638 | -638 | -638 | -638 | -638 | -638 | -638 | -638 | -638 | -638 | -638 | -638 | -638 | -638 | -638 | -638 | -638 | -638 | -638 | -638 | -638 | -638 | -638 | -638 | -638 | -638 | -638 | -638 | -638 | -638 | -638 | -638 | -638 | -638 | -638 | -638 | -638 | -638 | -638 | -638 | -638 | -638 | -638 | -638 | -638 | -638 | -638 | -638 | -638 | -638 | -638 | -638 | -638 | -638 | -638 | -647 | -655 | -659 | -659 | -655 | -647 | -638 | -638 | -638 | -638 | -638 | -638 | -638 | -638 | -638 | -638 | -638 | -638 | -638 | -638 | -638 | -638 | -638 | -638 | -638 | -638 | -638 | -638 | -638 | -638 | -638 | -638 | -638 | -638 | -638 | -638 | -638 | -638 | -638 | -638 | -638 | -638 | -638 | -638 | -638 | -638 | -638 | -638 | -638 | -638 | -638 | -638 | -638 | -638 | -638 | -638 | -638 | -638 | -638 | -638 | -638 | -638 | -638 | -638 | -638 | -638 | -638 | -638 | -638 | -638 | -638 | -638 | -638 | -638 | -638 | -638 | -638 | -638 | -638 | -638 | -638 | -638 | -638 | -638 | -638 | -638 | -638 | -638 | -638 | -640 | -663 | -685 | -707 | -727 | -749 | -772 | -795 | -816 | -834 | -854 | -876 | -903 | -932 | -965 | -1001 | -1040 | -1080 | -1119 | -1157 | -1193 | -1229 | -1267 | -1308 | -1351 | -1393 | -1436 | -1477 | -1518 | -1557 | -1593 | -1623 | -1646 | -1661 | -1667 | -1664 | -1652 | -1633 | -1607 | -1575 | -1539 | -1503 | -1469 | -1441 | -1417 | -1394 | -1371 | -1346 | -1321 | -1293 | -1262 | -1230 | -1197 | -1165 | -1136 | -1116 | -1104 | -1099 | -1096 | -1093 | -1092 | -1093 | -1096 | -1100 | -1103 | -1106 | -1106 | -1104 | -1103 | -1102 | -1102 | -1100 | -1100 | -1102 | -1107 | -1116 | -1127 | -1139 | -1149 | -1151 | -1145 | -1133 | -1122 | -1111 | -1099 | -1083 | -1067 | -1051 | -1036 | -1021 | -1004 | -986 | -966 | -945 | -926 | -910 | -896 | -884 | -871 | -858 | -843 | -828 | -811 | -796 | -784 | -772 | -755 | -737 | -721 | -708 | -696 | -684 | -670 | -656 | -643 | -638 | -638 | -638 | -638 | -638 | -638 | -638 | -638 | -638 | -638 | -638 | -638 | -638 | -638 | -638 | -638 | -638 | -652 | -676 | -698 | -720 | -745 | -771 | -797 | -822 | -843 | -869 | -896 | -922 | -947 | -970 | -990 | -1008 | -1024 | -1038 | -1050 | -1056 | -1056 | -1046 | -1032 | -1017 | -1001 | -987 | -976 | -967 | -958 | -948 | -937 | -926 | -914 | -895 | -874 | -852 | -830 | -810 | -793 | -779 | -767 | -757 | -750 | -747 | -750 | -757 | -766 | -774 | -782 | -795 | -811 | -827 | -842 | -857 | -871 | -886 | -900 | -913 | -924 | -935 | -944 | -951 | -954 | -955 | -953 | -948 | -943 | -936 | -928 | -921 | -914 | -907 | -898 | -882 | -862 | -839 | -817 | -795 | -776 | -758 | -741 | -728 | -717 | -706 | -695 | -685 | -675 | -665 | -655 | -646 | -638 | -638 | -638 | -638 | -638 | -638 | -638 | -638 | -638 | -653 | -678 | -705 | -732 | -759 | -786 | -811 | -836 | -861 | -887 | -915 | -944 | -974 | -1004 | -1035 | -1068 | -1104 | -1144 | -1185 | -1227 | -1270 | -1315 | -1359 | -1399 | -1432 | -1458 | -1480 | -1498 | -1515 | -1533 | -1555 | -1577 | -1601 | -1623 | -1644 | -1664 | -1684 | -1704 | -1724 | -1744 | -1758 | -1765 | -1765 | -1760 | -1753 | -1744 | -1732 | -1719 | -1708 | -1696 | -1687 | -1679 | -1672 | -1666 | -1660 | -1652 | -1644 | -1637 | -1631 | -1624 | -1616 | -1609 | -1603 | -1595 | -1587 | -1585 | -1590 | -1595 | -1596 | -1594 | -1588 | -1579 | -1568 | -1557 | -1547 | -1536 | -1526 | -1514 | -1498 | -1484 | -1470 | -1457 | -1445 | -1434 | -1425 | -1414 | -1404 | -1395 | -1387 | -1375 | -1357 | -1334 | -1310 | -1287 | -1267 | -1248 | -1228 | -1206 | -1183 | -1160 | -1138 | -1119 | -1103 | -1089 | -1076 | -1064 | -1053 | -1040 | -1026 | -1011 | -994 | -978 | -960 | -939 | -918 | -900 | -884 | -871 | -859 | -847 | -838 | -832 | -828 | -828 | -827 | -824 | -818 | -810 | -801 | -790 | -780 | -771 | -764 | -759 | -756 | -754 | -753 | -757 | -765 | -776 | -788 | -801 | -815 | -831 | -849 | -867 | -883 | -897 | -910 | -924 | -941 | -960 | -978 | -996 | -1014 | -1029 | -1044 | -1057 | -1069 | -1080 | -1092 | -1100 | -1104 | -1105 | -1104 | -1104 | -1102 | -1098 | -1093 | -1086 | -1079 | -1073 | -1068 | -1066 | -1063 | -1058 | -1053 | -1046 | -1040 | -1033 | -1027 | -1021 | -1015 | -1008 | -1003 | -1003 | -1007 | -1012 | -1019 | -1025 | -1028 | -1029 | -1030 | -1030 | -1030 | -1031 | -1031 | -1029 | -1023 | -1016 | -1008 | -1001 | -994 | -988 | -982 | -975 | -970 | -964 | -958 | -951 | -950 | -952 | -955 | -958 | -964 | -972 | -979 | -984 | -988 | -988 | -986 | -984 | -984 | -989 | -996 | -1005 | -1014 | -1023 | -1031 | -1039 | -1047 | -1053 | -1056 | -1055 | -1047 | -1027 | -997 | -964 | -928 | -892 | -856 | -823 | -790 | -760 | -734 | -709 | -685 | -663 | -639 | -638 | -638 | -638 | -638 | -638 | -638 | -638 | -638 | -638 | -638 | -638 | -638 | -638 | -638 | -638 | -638 | -638 | -638 | -638 | -638 | -638 | -638 | -638 | -638 | -638 | -646 | -670 | -694 | -718 | -743 | -769 | -795 | -821 | -842 | -858 | -868 | -873 | -875 | -877 | -880 | -881 | -882 | -883 | -883 | -884 | -887 | -890 | -891 | -890 | -886 | -880 | -874 | -867 | -861 | -854 | -848 | -844 | -836 | -825 | -811 | -796 | -777 | -757 | -734 | -710 | -685 | -660 | -638 | -638 | -638 | -638 | -638 | -638 | -638 | -638 | -638 | -638 | -638 | -638 | -638 | -638 | -638 | -638 | -638 | -638 | -638 | -638 | -638 | -638 | -638 | -638 | -638 | -638 | -638 | -638 | -638 | -638 | -638 | -638 | -638 | -638 | -638 | -638 | -638 | -638 | -638 | -638 | -638 | -638 | -638 | -638 | -638 | -638 | -638 | -638 | -638 | -638 | -638 | -638 | -638 | -638 | -638 | -638 | -638 | -638 | -638 | -638 | -638 | -638 | -638 | -638 | -638 | -638 | -638 | -638 | -638 | -638 | -638 | -638 | -638 | -638 | -638 | -638 | -638 | -638 | -638 | -638 | -638 | -638 | -638 | -638 | -638 | -638 | -638 | -638 | -638 | -638 | -638 | -638 | -638 | -638 | -638 | -638 | -638 | -638 | -638 | -638 | -638 | -638 | -638 | -638 | -638 | -638 | -638 | -638 | -638 | -638 | -638 | -638 | -638 | -638 | -638 | -638 | -638 | -638 | -638 | -638 | -638 | -638 | -638 | -638 | -638 | -638 | -638 | -638 | -638 | -638 | -638 | -638 | -638 | -638 | -638 | -638 | -638 | -638 | -638 | -638 | -638 | -638 | -638 | -638 | -638 | -638 | -638 | -638 | -638 | -638 | -638 | -638 | -638 | -638 | -638 | -638 | -638 | -638 | -638 | -638 | -638 | -638 | -638 | -638 | -638 | -638 | -638 | -638 | -638 | -638 | -638 | -638 | -638 | -638 | -638 | -638 | -638 | -638 | -638 | -638 | -638 | -638 | -638 | -638 | -638 | -638 | -638 | -638 | -638 | -638 | -638 | -638 | -638 | -638 | -638 | -638 | -638 | -638 | -638 | -638 | -638 | -638 | -638 | -652 | -677 | -696 | -712 | -726 | -744 | -763 | -781 | -795 | -804 | -807 | -806 | -801 | -798 | -803 | -812 | -821 | -828 | -832 | -832 | -830 | -828 | -827 | -827 | -827 | -828 | -825 | -823 | -815 | -803 | -791 | -779 | -769 | -764 | -762 | -762 | -764 | -767 | -765 | -762 | -760 | -758 | -756 | -752 | -748 | -743 | -738 | -732 | -726 | -722 | -727 | -740 | -763 | -788 | -812 | -835 | -856 | -874 | -889 | -903 | -916 | -928 | -940 | -951 | -961 | -971 | -981 | -992 | -1003 | -1012 | -1020 | -1026 | -1030 | -1033 | -1032 | -1027 | -1021 | -1018 | -1018 | -1020 | -1022 | -1022 | -1019 | -1015 | -1008 | -1001 | -996 | -991 | -983 | -973 | -965 | -956 | -948 | -940 | -932 | -923 | -915 | -907 | -898 | -887 | -873 | -857 | -840 | -821 | -799 | -776 | -755 | -734 | -715 | -698 | -685 | -671 | -658 | -647 | -638 | -638 | -638 | -638 | -638 | -638 | -638 | -638 | -638 | -638 | -638 | -638 | -638 | -638 | -638 | -638 | -638 | -638 | -638 | -638 | -638 | -638 | -638 | -638 | -638 | -638 | -638 | -638 | -638 | -638 | -638 | -646 | -662 | -678 | -691 | -701 | -709 | -715 | -721 | -727 | -733 | -740 | -746 | -750 | -754 | -756 | -754 | -749 | -739 | -727 | -712 | -696 | -678 | -659 | -641 | -638 | -638 | -638 | -638 | -638 | -638 | -638 | -638 | -638 | -638 | -638 | -638 | -638 | -638 | -638 | -638 | -638 | -638 | -638 | -638 | -638 | -638 | -638 | -638 | -638 | -638 | -638 | -638 | -638 | -638 | -638 | -638 | -638 | -638 | -638 | -638 | -638 | -638 | -638 | -638 | -638 | -638 | -638 | -638 | -638 | -638 | -638 | -638 | -638 | -638 | -638 | -638 | -638 | -638 | -638 | -638 | -638 | -638 | -638 | -638 | -638 | -638 | -638 | -638 | -638 | -638 | -638 | -638 | -638 | -638 | -638 | -638 | -638 | -638 | -638 | -638 | -638 | -638 | -638 | -638 | -638 | -638 | -638 | -638 | -638 | -638 | -638 | -638 | -638 | -638 | -638 | -638 | -638 | -638 | -638 | -638 | -638 | -638 | -638 | -638 | -638 | -638 | -662 | -702 | -742 | -781 | -821 | -861 | -898 | -932 | -965 | -995 | -1025 | -1052 | -1079 | -1106 | -1132 | -1159 | -1184 | -1209 | -1234 | -1253 | -1260 | -1252 | -1235 | -1215 | -1192 | -1166 | -1139 | -1109 | -1078 | -1046 | -1018 | -997 | -978 | -961 | -944 | -927 | -909 | -888 | -865 | -840 | -812 | -782 | -750 | -724 | -705 | -698 | -698 | -703 | -714 | -730 | -750 | -773 | -799 | -821 | -840 | -854 | -867 | -877 | -884 | -893 | -903 | -915 | -929 | -945 | -965 | -986 | -1009 | -1033 | -1052 | -1064 | -1075 | -1083 | -1089 | -1091 | -1087 | -1080 | -1072 | -1065 | -1061 | -1054 | -1048 | -1042 | -1038 | -1034 | -1031 | -1027 | -1025 | -1023 | -1023 | -1022 | -1020 | -1016 | -1011 | -1005 | -995 | -982 | -968 | -953 | -940 | -929 | -917 | -905 | -896 | -890 | -884 | -879 | -872 | -866 | -859 | -853 | -845 | -837 | -828 | -819 | -809 | -798 | -787 | -778 | -772 | -772 | -777 | -785 | -794 | -805 | -817 | -828 | -835 | -839 | -843 | -847 | -853 | -859 | -865 | -870 | -874 | -876 | -877 | -877 | -878 | -879 | -881 | -882 | -874 | -855 | -828 | -798 | -765 | -733 | -702 | -674 | -651 | -638 | -638 | -638 | -638 | -638 | -638 | -638 | -638 | -638 | -638 | -638 | -638 | -638 | -638 | -638 | -638 | -638 | -638 | -638 | -638 | -638 | -638 | -638 | -638 | -638 | -638 | -638 | -638 | -638 | -638 | -638 | -638 | -638 | -638 | -638 | -638 | -638 | -638 | -638 | -638 | -638 | -638 | -638 | -638 | -638 | -638 | -638 | -638 | -638 | -638 | -638 | -638 | -638 | -638 | -638 | -638 | -638 | -638 | -638 | -638 | -638 | -638 | -638 | -638 | -638 | -638 | -638 | -638 | -638 | -638 | -638 | -638 | -638 | -638 | -638 | -638 | -638 | -638 | -638 | -638 | -638 | -638 | -638 | -638 | -638 | -638 | -638 | -638 | -638 | -638 | -638 | -638 | -638 | -638 | -638 | -638 | -638 | -638 | -638 | -638 | -638 | -638 | -638 | -638 | -638 | -638 | -638 | -638 | -638 | -638 | -638 | -638 | -638 | -638 | -638 | -638 | -638 | -638 | -638 | -638 | -638 | -638 | -638 | -638 | -638 | -638 | -638 | -638 | -638 | -638 | -638 | -638 | -638 | -638 | -638 | -638 | -638 | -638 | -638 | -638 | -638 | -638 | -638 | -638 | -638 | -638 | -638 | -638 | -638 | -638 | -638 | -638 | -638 | -638 | -638 | -638 | -638 | -638 | -638 | -638 | -638 | -638 | -638 | -638 | -638 | -638 | -638 | -638 | -638 | -638 | -638 | -638 | -638 | -638 | -638 | -638 | -638 | -638 | -638 | -638 | -638 | -638 | -638 | -638 | -638 | -638 | -638 | -638 | -638 | -638 | -638 | -638 | -638 | -638 | -638 | -638 | -638 | -638 | -638 | -638 | -638 | -638 | -638 | -638 | -638 | -638 | -638 | -638 | -638 | -638 | -638 | -638 | -638 | -638 | -638 | -638 | -638 | -638 | -638 | -638 | -638 | -638 | -638 | -638 | -638 | -638 | -638 | -638 | -638 | -638 | -638 | -638 | -638 | -638 | -638 | -638 | -638 | -638 | -638 | -638 | -638 | -638 | -638 | -638 | -638 | -638 | -638 | -638 | -638 | -638 | -638 | -638 | -638 | -638 | -638 | -638 | -638 | -638 | -638 | -638 | -638 | -638 | -638 | -638 | -638 | -638 | -638 | -638 | -638 | -638 | -638 | -638 | -638 | -638 | -638 | -638 | -638 | -638 | -638 | -638 | -638 | -638 | -638 | -638 | -654 | -704 | -753 | -791 | -824 | -854 | -881 | -906 | -929 | -950 | -969 | -987 | -1003 | -1018 | -1033 | -1047 | -1059 | -1070 | -1080 | -1087 | -1094 | -1099 | -1101 | -1100 | -1096 | -1089 | -1082 | -1076 | -1071 | -1065 | -1061 | -1059 | -1058 | -1058 | -1059 | -1059 | -1059 | -1058 | -1056 | -1050 | -1043 | -1039 | -1038 | -1036 | -1029 | -1019 | -1010 | -1003 | -997 | -991 | -984 | -973 | -960 | -948 | -935 | -922 | -911 | -901 | -894 | -891 | -890 | -892 | -896 | -903 | -913 | -927 | -949 | -980 | -1023 | -1076 | -1131 | -1187 | -1242 | -1295 | -1349 | -1401 | -1454 | -1507 | -1559 | -1610 | -1659 | -1707 | -1753 | -1797 | -1841 | -1885 | -1930 | -1974 | -2016 | -2048 | -2068 | -2077 | -2077 | -2072 | -2062 | -2050 | -2038 | -2028 | -2022 | -2025 | -2037 | -2050 | -2064 | -2079 | -2093 | -2107 | -2121 | -2134 | -2144 | -2154 | -2163 | -2172 | -2180 | -2185 | -2189 | -2194 | -2200 | -2208 | -2217 | -2227 | -2237 | -2247 | -2256 | -2263 | -2268 | -2272 | -2276 | -2280 | -2287 | -2294 | -2302 | -2312 | -2322 | -2333 | -2344 | -2353 | -2363 | -2374 | -2384 | -2392 | -2398 | -2404 | -2408 | -2411 | -2414 | -2416 | -2417 | -2420 | -2424 | -2427 | -2432 | -2436 | -2440 | -2443 | -2447 | -2448 | -2448 | -2447 | -2445 | -2443 | -2441 | -2440 | -2438 | -2433 | -2425 | -2417 | -2407 | -2397 | -2388 | -2379 | -2372 | -2369 | -2365 | -2361 | -2356 | -2352 | -2347 | -2340 | -2332 | -2325 | -2319 | -2314 | -2310 | -2307 | -2305 | -2304 | -2301 | -2300 | -2299 | -2298 | -2298 | -2299 | -2300 | -2301 | -2302 | -2300 | -2297 | -2295 | -2294 | -2293 | -2293 | -2292 | -2292 | -2292 | -2290 | -2287 | -2284 | -2281 | -2277 | -2272 | -2269 | -2264 | -2258 | -2251 | -2244 | -2237 | -2231 | -2226 | -2220 | -2213 | -2204 | -2194 | -2184 | -2175 | -2165 | -2155 | -2147 | -2141 | -2135 | -2130 | -2124 | -2117 | -2109 | -2101 | -2092 | -2084 | -2075 | -2065 | -2053 | -2039 | -2024 | -2010 | -1997 | -1985 | -1972 | -1960 | -1947 | -1935 | -1923 | -1911 | -1899 | -1888 | -1877 | -1867 | -1856 | -1847 | -1840 | -1838 | -1838 | -1836 | -1831 | -1824 | -1815 | -1805 | -1794 | -1783 | -1771 | -1756 | -1740 | -1725 | -1710 | -1693 | -1674 | -1653 | -1629 | -1604 | -1579 | -1554 | -1527 | -1499 | -1469 | -1438 | -1407 | -1378 | -1353 | -1333 | -1315 | -1300 | -1287 | -1275 | -1264 | -1255 | -1246 | -1235 | -1223 | -1212 | -1203 | -1194 | -1187 | -1180 | -1173 | -1167 | -1163 | -1159 | -1157 | -1154 | -1157 | -1164 | -1174 | -1188 | -1202 | -1217 | -1231 | -1242 | -1251 | -1262 | -1273 | -1284 | -1295 | -1308 | -1322 | -1337 | -1352 | -1367 | -1381 | -1394 | -1404 | -1414 | -1424 | -1435 | -1441 | -1441 | -1438 | -1432 | -1426 | -1421 | -1418 | -1419 | -1422 | -1422 | -1420 | -1420 | -1422 | -1423 | -1425 | -1427 | -1431 | -1435 | -1440 | -1447 | -1455 | -1466 | -1478 | -1488 | -1501 | -1519 | -1542 | -1566 | -1589 | -1610 | -1628 | -1644 | -1657 | -1676 | -1696 | -1714 | -1731 | -1746 | -1759 | -1771 | -1782 | -1791 | -1798 | -1805 | -1810 | -1813 | -1814 | -1815 | -1811 | -1800 | -1783 | -1763 | -1741 | -1719 | -1697 | -1677 | -1658 | -1634 | -1609 | -1585 | -1562 | -1537 | -1512 | -1484 | -1455 | -1426 | -1397 | -1368 | -1339 | -1311 | -1286 | -1265 | -1252 | -1245 | -1239 | -1233 | -1226 | -1220 | -1213 | -1207 | -1198 | -1187 | -1174 | -1159 | -1144 | -1129 | -1114 | -1102 | -1091 | -1082 | -1075 | -1072 | -1068 | -1066 | -1063 | -1063 | -1066 | -1073 | -1084 | -1099 | -1118 | -1141 | -1166 | -1194 | -1223 | -1257 | -1291 | -1327 | -1367 | -1410 | -1455 | -1500 | -1546 | -1591 | -1635 | -1678 | -1722 | -1767 | -1810 | -1849 | -1882 | -1910 | -1937 | -1963 | -1986 | -2006 | -2023 | -2037 | -2049 | -2059 | -2064 | -2067 | -2065 | -2063 | -2060 | -2059 | -2059 | -2060 | -2063 | -2065 | -2067 | -2068 | -2069 | -2067 | -2061 | -2051 | -2038 | -2025 | -2012 | -2000 | -1989 | -1978 | -1970 | -1966 | -1968 | -1975 | -1981 | -1986 | -1989 | -1989 | -1987 | -1982 | -1975 | -1964 | -1951 | -1935 | -1917 | -1906 | -1906 | -1911 | -1912 | -1907 | -1896 | -1880 | -1863 | -1844 | -1825 | -1802 | -1776 | -1748 | -1720 | -1693 | -1665 | -1634 | -1602 | -1569 | -1535 | -1503 | -1474 | -1447 | -1421 | -1395 | -1366 | -1336 | -1311 | -1290 | -1272 | -1256 | -1240 | -1224 | -1208 | -1191 | -1176 | -1161 | -1145 | -1131 | -1119 | -1112 | -1107 | -1105 | -1106 | -1106 | -1107 | -1107 | -1108 | -1108 | -1109 | -1110 | -1114 | -1121 | -1134 | -1150 | -1170 | -1192 | -1212 | -1226 | -1238 | -1248 | -1256 | -1263 | -1271 | -1280 | -1292 | -1305 | -1321 | -1339 | -1359 | -1383 | -1410 | -1443 | -1481 | -1525 | -1573 | -1624 | -1675 | -1723 | -1769 | -1811 | -1848 | -1882 | -1917 | -1951 | -1984 | -2017 | -2046 | -2072 | -2094 | -2113 | -2130 | -2146 | -2159 | -2170 | -2179 | -2181 | -2173 | -2158 | -2135 | -2107 | -2077 | -2046 | -2016 | -1989 | -1969 | -1959 | -1952 | -1947 | -1943 | -1940 | -1938 | -1936 | -1934 | -1932 | -1929 | -1926 | -1922 | -1915 | -1907 | -1901 | -1897 | -1895 | -1896 | -1897 | -1897 | -1897 | -1897 | -1897 | -1898 | -1897 | -1897 | -1897 | -1896 | -1894 | -1892 | -1889 | -1887 | -1884 | -1881 | -1878 | -1876 | -1874 | -1872 | -1872 | -1873 | -1876 | -1878 | -1881 | -1883 | -1886 | -1888 | -1891 | -1893 | -1892 | -1888 | -1884 | -1879 | -1875 | -1871 | -1870 | -1871 | -1872 | -1873 | -1874 | -1877 | -1879 | -1882 | -1884 | -1888 | -1897 | -1909 | -1924 | -1941 | -1961 | -1982 | -2003 | -2019 | -2029 | -2037 | -2044 | -2049 | -2053 | -2056 | -2058 | -2058 | -2057 | -2056 | -2053 | -2050 | -2046 | -2043 | -2042 | -2042 | -2042 | -2042 | -2043 | -2042 | -2039 | -2033 | -2026 | -2020 | -2013 | -2007 | -2002 | -1997 | -1993 | -1989 | -1983 | -1978 | -1973 | -1968 | -1964 | -1962 | -1962 | -1962 | -1962 | -1954 | -1941 | -1920 | -1893 | -1863 | -1835 | -1809 | -1786 | -1771 | -1762 | -1755 | -1750 | -1745 | -1741 | -1737 | -1732 | -1728 | -1724 | -1719 | -1714 | -1708 | -1700 | -1693 | -1687 | -1687 | -1691 | -1702 | -1720 | -1742 | -1765 | -1787 | -1806 | -1819 | -1829 | -1840 | -1851 | -1864 | -1879 | -1897 | -1915 | -1934 | -1953 | -1972 | -1991 | -2009 | -2027 | -2044 | -2063 | -2087 | -2116 | -2146 | -2177 | -2208 | -2237 | -2264 | -2290 | -2312 | -2332 | -2349 | -2366 | -2381 | -2394 | -2406 | -2417 | -2427 | -2437 | -2447 | -2457 | -2467 | -2477 | -2487 | -2496 | -2497 | -2488 | -2468 | -2442 | -2412 | -2382 | -2356 | -2334 | -2322 | -2318 | -2316 | -2314 | -2313 | -2311 | -2310 | -2310 | -2312 | -2315 | -2320 | -2325 | -2332 | -2340 | -2347 | -2354 | -2359 | -2361 | -2366 | -2375 | -2385 | -2396 | -2407 | -2417 | -2424 | -2427 | -2432 | -2438 | -2446 | -2455 | -2464 | -2474 | -2485 | -2496 | -2508 | -2519 | -2530 | -2542 | -2555 | -2569 | -2586 | -2606 | -2626 | -2644 | -2660 | -2675 | -2689 | -2705 | -2720 | -2735 | -2749 | -2763 | -2776 | -2789 | -2800 | -2811 | -2821 | -2830 | -2837 | -2842 | -2845 | -2847 | -2848 | -2848 | -2849 | -2850 | -2851 | -2852 | -2854 | -2855 | -2855 | -2854 | -2851 | -2847 | -2840 | -2832 | -2825 | -2817 | -2809 | -2801 | -2793 | -2784 | -2777 | -2770 | -2764 | -2759 | -2755 | -2750 | -2740 | -2729 | -2717 | -2703 | -2691 | -2679 | -2667 | -2658 | -2658 | -2663 | -2670 | -2678 | -2686 | -2694 | -2701 | -2707 | -2713 | -2718 | -2721 | -2723 | -2725 | -2726 | -2725 | -2723 | -2721 | -2720 | -2719 | -2717 | -2715 | -2712 | -2709 | -2706 | -2700 | -2689 | -2676 | -2660 | -2642 | -2622 | -2601 | -2578 | -2556 | -2532 | -2508 | -2483 | -2459 | -2434 | -2408 | -2386 | -2373 | -2369 | -2373 | -2382 | -2392 | -2404 | -2415 | -2422 | -2422 | -2419 | -2415 | -2413 | -2410 | -2409 | -2407 | -2407 | -2408 | -2410 | -2413 | -2418 | -2422 | -2429 | -2438 | -2447 | -2452 | -2453 | -2452 | -2450 | -2449 | -2450 | -2452 | -2456 | -2464 | -2478 | -2495 | -2517 | -2542 | -2568 | -2597 | -2625 | -2653 | -2682 | -2711 | -2739 | -2767 | -2793 | -2818 | -2842 | -2861 | -2876 | -2888 | -2897 | -2904 | -2909 | -2912 | -2915 | -2923 | -2932 | -2938 | -2942 | -2944 | -2947 | -2949 | -2952 | -2955 | -2958 | -2960 | -2962 | -2963 | -2964 | -2966 | -2966 | -2964 | -2957 | -2947 | -2935 | -2923 | -2911 | -2899 | -2888 | -2880 | -2874 | -2871 | -2867 | -2862 | -2856 | -2849 | -2840 | -2831 | -2821 | -2811 | -2801 | -2792 | -2784 | -2775 | -2767 | -2760 | -2753 | -2746 | -2739 | -2734 | -2731 | -2728 | -2727 | -2725 | -2723 | -2720 | -2718 | -2717 | -2715 | -2715 | -2717 | -2720 | -2723 | -2727 | -2730 | -2734 | -2737 | -2742 | -2748 | -2759 | -2771 | -2784 | -2795 | -2804 | -2812 | -2820 | -2827 | -2833 | -2836 | -2838 | -2841 | -2843 | -2846 | -2847 | -2849 | -2851 | -2854 | -2859 | -2867 | -2874 | -2880 | -2883 | -2883 | -2878 | -2871 | -2863 | -2856 | -2850 | -2847 | -2845 | -2847 | -2847 | -2843 | -2838 | -2831 | -2822 | -2812 | -2801 | -2789 | -2778 | -2765 | -2751 | -2733 | -2717 | -2702 | -2688 | -2678 | -2680 | -2691 | -2708 | -2725 | -2740 | -2752 | -2760 | -2762 | -2766 | -2773 | -2783 | -2793 | -2802 | -2811 | -2819 | -2825 | -2829 | -2833 | -2837 | -2841 | -2846 | -2850 | -2855 | -2859 | -2863 | -2869 | -2879 | -2893 | -2912 | -2936 | -2961 | -2983 | -2991 | -2992 | -2989 | -2984 | -2979 | -2974 | -2970 | -2966 | -2963 | -2959 | -2954 | -2948 | -2940 | -2931 | -2921 | -2909 | -2894 | -2877 | -2856 | -2833 | -2807 | -2777 | -2747 | -2720 | -2703 | -2691 | -2681 | -2674 | -2668 | -2665 | -2662 | -2661 | -2662 | -2663 | -2665 | -2668 | -2674 | -2682 | -2693 | -2704 | -2710 | -2716 | -2719 | -2720 | -2719 | -2721 | -2726 | -2732 | -2733 | -2732 | -2729 | -2725 | -2718 | -2712 | -2705 | -2699 | -2695 | -2693 | -2692 | -2691 | -2687 | -2678 | -2669 | -2659 | -2653 | -2647 | -2642 | -2637 | -2632 | -2623 | -2610 | -2599 | -2591 | -2579 | -2566 | -2552 | -2538 | -2522 | -2503 | -2481 | -2456 | -2430 | -2405 | -2384 | -2369 | -2358 | -2349 | -2344 | -2344 | -2349 | -2359 | -2376 | -2398 | -2425 | -2453 | -2478 | -2499 | -2522 | -2548 | -2575 | -2603 | -2634 | -2666 | -2699 | -2733 | -2767 | -2798 | -2825 | -2849 | -2871 | -2891 | -2910 | -2926 | -2940 | -2952 | -2961 | -2966 | -2969 | -2970 | -2971 | -2977 | -2985 | -2995 | -3008 | -3023 | -3039 | -3057 | -3076 | -3096 | -3116 | -3136 | -3156 | -3176 | -3194 | -3210 | -3222 | -3227 | -3228 | -3225 | -3217 | -3206 | -3195 | -3187 | -3179 | -3168 | -3157 | -3145 | -3128 | -3106 | -3079 | -3047 | -3009 | -2968 | -2927 | -2884 | -2839 | -2795 | -2750 | -2709 | -2673 | -2647 | -2626 | -2611 | -2601 | -2598 | -2596 | -2593 | -2591 | -2587 | -2581 | -2574 | -2569 | -2567 | -2567 | -2571 | -2579 | -2588 | -2597 | -2606 | -2617 | -2629 | -2642 | -2653 | -2663 | -2669 | -2672 | -2674 | -2677 | -2679 | -2682 | -2685 | -2689 | -2693 | -2696 | -2699 | -2702 | -2704 | -2708 | -2712 | -2715 | -2719 | -2723 | -2727 | -2729 | -2730 | -2729 | -2727 | -2724 | -2720 | -2715 | -2711 | -2706 | -2700 | -2693 | -2685 | -2679 | -2671 | -2661 | -2652 | -2643 | -2633 | -2622 | -2611 | -2599 | -2586 | -2572 | -2557 | -2543 | -2533 | -2525 | -2520 | -2517 | -2519 | -2528 | -2539 | -2553 | -2571 | -2593 | -2616 | -2635 | -2652 | -2670 | -2690 | -2711 | -2735 | -2760 | -2787 | -2815 | -2844 | -2873 | -2903 | -2932 | -2959 | -2985 | -3009 | -3032 | -3049 | -3061 | -3068 | -3072 | -3073 | -3072 | -3072 | -3074 | -3082 | -3088 | -3093 | -3097 | -3100 | -3102 | -3104 | -3108 | -3112 | -3116 | -3122 | -3129 | -3137 | -3146 | -3155 | -3165 | -3175 | -3185 | -3193 | -3198 | -3201 | -3204 | -3206 | -3208 | -3211 | -3216 | -3220 | -3226 | -3233 | -3240 | -3247 | -3254 | -3260 | -3266 | -3271 | -3276 | -3282 | -3289 | -3299 | -3308 | -3311 | -3311 | -3310 | -3307 | -3302 | -3297 | -3293 | -3293 | -3296 | -3304 | -3313 | -3323 | -3331 | -3337 | -3340 | -3342 | -3343 | -3342 | -3340 | -3336 | -3331 | -3322 | -3309 | -3295 | -3287 | -3287 | -3292 | -3302 | -3314 | -3325 | -3334 | -3333 | -3317 | -3293 | -3264 | -3231 | -3195 | -3159 | -3122 | -3084 | -3045 | -3008 | -2971 | -2935 | -2899 | -2863 | -2830 | -2800 | -2772 | -2745 | -2718 | -2691 | -2665 | -2638 | -2613 | -2594 | -2585 | -2582 | -2584 | -2592 | -2602 | -2616 | -2632 | -2651 | -2672 | -2694 | -2718 | -2742 | -2767 | -2791 | -2814 | -2834 | -2852 | -2868 | -2881 | -2890 | -2898 | -2906 | -2912 | -2916 | -2919 | -2919 | -2918 | -2913 | -2908 | -2903 | -2899 | -2894 | -2888 | -2883 | -2877 | -2872 | -2865 | -2860 | -2856 | -2854 | -2856 | -2864 | -2877 | -2896 | -2917 | -2939 | -2963 | -2984 | -3000 | -3015 | -3030 | -3045 | -3059 | -3073 | -3085 | -3096 | -3107 | -3118 | -3129 | -3140 | -3152 | -3164 | -3176 | -3188 | -3196 | -3200 | -3202 | -3203 | -3203 | -3202 | -3202 | -3203 | -3208 | -3215 | -3220 | -3225 | -3230 | -3235 | -3242 | -3249 | -3258 | -3267 | -3277 | -3288 | -3299 | -3310 | -3322 | -3334 | -3343 | -3347 | -3347 | -3344 | -3341 | -3339 | -3339 | -3341 | -3345 | -3350 | -3355 | -3359 | -3364 | -3368 | -3370 | -3372 | -3373 | -3371 | -3368 | -3364 | -3358 | -3351 | -3343 | -3334 | -3329 | -3329 | -3334 | -3341 | -3349 | -3355 | -3360 | -3360 | -3351 | -3341 | -3330 | -3321 | -3311 | -3302 | -3293 | -3285 | -3277 | -3271 | -3265 | -3260 | -3257 | -3256 | -3256 | -3258 | -3260 | -3261 | -3260 | -3257 | -3253 | -3250 | -3247 | -3247 | -3253 | -3263 | -3276 | -3292 | -3310 | -3330 | -3350 | -3371 | -3392 | -3413 | -3434 | -3454 | -3473 | -3492 | -3508 | -3524 | -3537 | -3547 | -3557 | -3568 | -3579 | -3590 | -3601 | -3612 | -3622 | -3631 | -3637 | -3642 | -3644 | -3646 | -3647 | -3649 | -3651 | -3655 | -3660 | -3667 | -3676 | -3686 | -3697 | -3709 | -3719 | -3724 | -3724 | -3722 | -3718 | -3714 | -3712 | -3713 | -3718 | -3725 | -3733 | -3742 | -3751 | -3759 | -3766 | -3773 | -3778 | -3781 | -3783 | -3781 | -3778 | -3772 | -3764 | -3756 | -3750 | -3748 | -3747 | -3748 | -3748 | -3747 | -3747 | -3746 | -3743 | -3738 | -3732 | -3725 | -3718 | -3711 | -3703 | -3694 | -3685 | -3677 | -3668 | -3660 | -3653 | -3647 | -3642 | -3638 | -3632 | -3626 | -3619 | -3611 | -3603 | -3594 | -3585 | -3577 | -3567 | -3553 | -3536 | -3518 | -3499 | -3481 | -3463 | -3446 | -3427 | -3408 | -3388 | -3368 | -3347 | -3324 | -3300 | -3274 | -3252 | -3238 | -3232 | -3232 | -3235 | -3241 | -3247 | -3248 | -3243 | -3240 | -3238 | -3236 | -3234 | -3232 | -3229 | -3226 | -3224 | -3222 | -3221 | -3221 | -3222 | -3224 | -3228 | -3233 | -3239 | -3244 | -3247 | -3248 | -3248 | -3248 | -3247 | -3250 | -3262 | -3278 | -3297 | -3317 | -3337 | -3358 | -3380 | -3405 | -3430 | -3457 | -3485 | -3513 | -3544 | -3576 | -3610 | -3645 | -3681 | -3715 | -3749 | -3783 | -3818 | -3854 | -3890 | -3927 | -3964 | -4002 | -4039 | -4077 | -4117 | -4157 | -4198 | -4238 | -4278 | -4318 | -4358 | -4396 | -4434 | -4469 | -4502 | -4534 | -4561 | -4583 | -4596 | -4606 | -4612 | -4615 | -4618 | -4622 | -4625 | -4627 | -4628 | -4629 | -4630 | -4629 | -4630 | -4631 | -4632 | -4634 | -4636 | -4639 | -4641 | -4644 | -4649 | -4656 | -4663 | -4669 | -4671 | -4670 | -4668 | -4665 | -4661 | -4659 | -4659 | -4662 | -4665 | -4670 | -4675 | -4679 | -4681 | -4679 | -4673 | -4664 | -4651 | -4635 | -4617 | -4594 | -4567 | -4536 | -4501 | -4468 | -4439 | -4411 | -4384 | -4359 | -4333 | -4304 | -4267 | -4227 | -4186 | -4143 | -4101 | -4060 | -4022 | -3988 | -3958 | -3932 | -3910 | -3893 | -3880 | -3871 | -3865 | -3862 | -3861 | -3860 | -3856 | -3852 | -3848 | -3844 | -3840 | -3842 | -3849 | -3860 | -3873 | -3888 | -3904 | -3921 | -3935 | -3948 | -3960 | -3970 | -3978 | -3985 | -3990 | -3994 | -3997 | -4000 | -4004 | -4011 | -4020 | -4031 | -4041 | -4051 | -4062 | -4069 | -4075 | -4079 | -4081 | -4082 | -4081 | -4080 | -4080 | -4081 | -4083 | -4086 | -4090 | -4095 | -4100 | -4105 | -4110 | -4116 | -4121 | -4124 | -4125 | -4125 | -4124 | -4121 | -4116 | -4113 | -4110 | -4106 | -4102 | -4098 | -4093 | -4088 | -4080 | -4072 | -4063 | -4054 | -4043 | -4031 | -4018 | -4006 | -3994 | -3981 | -3967 | -3958 | -3951 | -3947 | -3944 | -3943 | -3942 | -3938 | -3928 | -3917 | -3906 | -3895 | -3885 | -3875 | -3867 | -3860 | -3855 | -3850 | -3845 | -3841 | -3836 | -3830 | -3823 | -3814 | -3803 | -3789 | -3777 | -3765 | -3755 | -3746 | -3737 | -3726 | -3712 | -3696 | -3677 | -3658 | -3636 | -3612 | -3586 | -3556 | -3523 | -3488 | -3452 | -3415 | -3378 | -3340 | -3302 | -3263 | -3225 | -3195 | -3169 | -3146 | -3125 | -3106 | -3087 | -3070 | -3054 | -3037 | -3020 | -3004 | -2988 | -2973 | -2959 | -2945 | -2930 | -2915 | -2901 | -2887 | -2873 | -2861 | -2850 | -2841 | -2834 | -2826 | -2819 | -2812 | -2805 | -2798 | -2790 | -2779 | -2766 | -2752 | -2737 | -2721 | -2704 | -2688 | -2674 | -2660 | -2646 | -2634 | -2621 | -2607 | -2592 | -2576 | -2561 | -2546 | -2534 | -2525 | -2517 | -2509 | -2503 | -2498 | -2497 | -2500 | -2510 | -2524 | -2540 | -2557 | -2576 | -2595 | -2613 | -2630 | -2648 | -2666 | -2685 | -2705 | -2727 | -2749 | -2770 | -2794 | -2815 | -2831 | -2845 | -2859 | -2870 | -2880 | -2887 | -2893 | -2894 | -2893 | -2891 | -2886 | -2878 | -2868 | -2858 | -2847 | -2836 | -2824 | -2811 | -2799 | -2786 | -2774 | -2762 | -2750 | -2737 | -2725 | -2712 | -2699 | -2685 | -2672 | -2660 | -2650 | -2640 | -2632 | -2626 | -2621 | -2618 | -2617 | -2616 | -2617 | -2619 | -2622 | -2628 | -2635 | -2643 | -2651 | -2658 | -2665 | -2670 | -2674 | -2680 | -2686 | -2693 | -2697 | -2698 | -2698 | -2698 | -2698 | -2697 | -2699 | -2702 | -2708 | -2716 | -2727 | -2740 | -2756 | -2772 | -2788 | -2805 | -2824 | -2844 | -2867 | -2890 | -2910 | -2928 | -2943 | -2957 | -2971 | -2987 | -3009 | -3037 | -3068 | -3098 | -3126 | -3151 | -3173 | -3192 | -3209 | -3223 | -3234 | -3245 | -3256 | -3267 | -3278 | -3288 | -3297 | -3304 | -3309 | -3313 | -3316 | -3320 | -3324 | -3331 | -3340 | -3346 | -3350 | -3353 | -3356 | -3358 | -3361 | -3365 | -3368 | -3371 | -3372 | -3372 | -3367 | -3360 | -3351 | -3342 | -3333 | -3327 | -3325 | -3322 | -3318 | -3311 | -3305 | -3298 | -3291 | -3284 | -3280 | -3277 | -3275 | -3273 | -3273 | -3272 | -3271 | -3270 | -3269 | -3268 | -3267 | -3266 | -3264 | -3262 | -3259 | -3255 | -3249 | -3243 | -3240 | -3238 | -3238 | -3240 | -3240 | -3236 | -3229 | -3220 | -3211 | -3202 | -3191 | -3181 | -3172 | -3163 | -3153 | -3144 | -3137 | -3130 | -3125 | -3119 | -3112 | -3103 | -3094 | -3086 | -3080 | -3075 | -3069 | -3060 | -3049 | -3040 | -3031 | -3023 | -3013 | -3002 | -2989 | -2973 | -2956 | -2939 | -2922 | -2906 | -2888 | -2868 | -2848 | -2827 | -2806 | -2790 | -2777 | -2764 | -2751 | -2735 | -2719 | -2706 | -2693 | -2677 | -2661 | -2643 | -2627 | -2611 | -2599 | -2588 | -2578 | -2570 | -2563 | -2557 | -2554 | -2554 | -2557 | -2564 | -2573 | -2578 | -2580 | -2577 | -2572 | -2565 | -2557 | -2549 | -2549 | -2557 | -2568 | -2580 | -2593 | -2606 | -2618 | -2631 | -2643 | -2655 | -2665 | -2674 | -2683 | -2690 | -2694 | -2694 | -2692 | -2688 | -2683 | -2679 | -2677 | -2679 | -2683 | -2685 | -2680 | -2669 | -2659 | -2648 | -2638 | -2627 | -2616 | -2605 | -2595 | -2587 | -2583 | -2582 | -2583 | -2585 | -2589 | -2595 | -2603 | -2616 | -2635 | -2656 | -2675 | -2690 | -2702 | -2712 | -2726 | -2744 | -2761 | -2777 | -2793 | -2809 | -2827 | -2845 | -2863 | -2878
2035 | 1987 | 0 | 7906.8938 | #DIV/0!
2040 | 1987 | 6999 | 10475.9961 | 1.4968 | -3094 | -3084 | -3075 | -3069 | -3065 | -3061 | -3056 | -3053 | -3052 | -3053 | -3055 | -3057 | -3060 | -3064 | -3067 | -3070 | -3074 | -3078 | -3080 | -3083 | -3085 | -3086 | -3084 | -3080 | -3074 | -3068 | -3059 | -3048 | -3036 | -3024 | -3014 | -3006 | -3003 | -3006 | -3013 | -3022 | -3031 | -3041 | -3049 | -3055 | -3061 | -3068 | -3076 | -3085 | -3096 | -3110 | -3132 | -3162 | -3200 | -3245 | -3297 | -3353 | -3411 | -3471 | -3533 | -3594 | -3652 | -3703 | -3750 | -3795 | -3838 | -3880 | -3927 | -3982 | -4039 | -4096 | -4153 | -4207 | -4258 | -4305 | -4345 | -4378 | -4403 | -4421 | -4433 | -4443 | -4450 | -4456 | -4459 | -4461 | -4463 | -4467 | -4470 | -4474 | -4476 | -4477 | -4474 | -4466 | -4458 | -4452 | -4448 | -4445 | -4446 | -4449 | -4453 | -4455 | -4455 | -4453 | -4448 | -4441 | -4430 | -4418 | -4405 | -4390 | -4374 | -4352 | -4325 | -4294 | -4261 | -4229 | -4198 | -4165 | -4129 | -4090 | -4048 | -4004 | -3959 | -3915 | -3872 | -3833 | -3795 | -3761 | -3731 | -3703 | -3678 | -3657 | -3638 | -3618 | -3601 | -3588 | -3583 | -3583 | -3586 | -3592 | -3598 | -3603 | -3607 | -3610 | -3615 | -3619 | -3624 | -3632 | -3643 | -3659 | -3681 | -3706 | -3734 | -3764 | -3797 | -3833 | -3872 | -3917 | -3965 | -4017 | -4071 | -4127 | -4184 | -4240 | -4295 | -4356 | -4424 | -4498 | -4574 | -4652 | -4733 | -4812 | -4888 | -4959 | -5026 | -5090 | -5152 | -5213 | -5271 | -5326 | -5376 | -5418 | -5451 | -5473 | -5487 | -5498 | -5506 | -5511 | -5516 | -5518 | -5520 | -5521 | -5522 | -5525 | -5526 | -5524 | -5519 | -5509 | -5494 | -5474 | -5449 | -5420 | -5386 | -5348 | -5307 | -5267 | -5230 | -5197 | -5166 | -5136 | -5106 | -5076 | -5046 | -5012 | -4974 | -4933 | -4888 | -4843 | -4796 | -4751 | -4709 | -4671 | -4638 | -4609 | -4585 | -4568 | -4556 | -4549 | -4545 | -4544 | -4546 | -4549 | -4554 | -4560 | -4567 | -4574 | -4581 | -4587 | -4594 | -4602 | -4610 | -4620 | -4631 | -4645 | -4662 | -4682 | -4706 | -4733 | -4762 | -4793 | -4825 | -4860 | -4898 | -4942 | -4995 | -5056 | -5124 | -5196 | -5271 | -5347 | -5423 | -5497 | -5570 | -5641 | -5712 | -5782 | -5851 | -5919 | -5987 | -6053 | -6118 | -6179 | -6237 | -6292 | -6343 | -6390 | -6432 | -6470 | -6502 | -6527 | -6547 | -6563 | -6575 | -6583 | -6590 | -6599 | -6611 | -6625 | -6640 | -6656 | -6675 | -6695 | -6719 | -6746 | -6777 | -6811 | -6847 | -6880 | -6908 | -6934 | -6960 | -6984 | -6999 | -6995 | -6981 | -6959 | -6934 | -6907 | -6879 | -6851 | -6824 | -6797 | -6768 | -6737 | -6705 | -6671 | -6632 | -6590 | -6544 | -6496 | -6446 | -6399 | -6357 | -6317 | -6277 | -6235 | -6193 | -6161 | -6131 | -6104 | -6079 | -6056 | -6036 | -6015 | -5992 | -5967 | -5942 | -5917 | -5891 | -5864 | -5836 | -5806 | -5773 | -5738 | -5700 | -5659 | -5616 | -5572 | -5527 | -5483 | -5443 | -5409 | -5379 | -5352 | -5325 | -5297 | -5269 | -5243 | -5221 | -5200 | -5179 | -5158 | -5135 | -5111 | -5086 | -5061 | -5039 | -5020 | -5002 | -4986 | -4972 | -4960 | -4950 | -4942 | -4930 | -4915 | -4898 | -4879 | -4859 | -4839 | -4820 | -4804 | -4789 | -4776 | -4765 | -4757 | -4751 | -4748 | -4747 | -4749 | -4752 | -4755 | -4759 | -4763 | -4766 | -4769 | -4772 | -4775 | -4779 | -4781 | -4783 | -4785 | -4787 | -4791 | -4796 | -4802 | -4808 | -4813 | -4817 | -4821 | -4824 | -4828 | -4830 | -4832 | -4833 | -4831 | -4829 | -4825 | -4820 | -4814 | -4807 | -4801 | -4799 | -4803 | -4808 | -4814 | -4820 | -4825 | -4828 | -4827 | -4824 | -4822 | -4819 | -4818 | -4816 | -4813 | -4808 | -4799 | -4786 | -4770 | -4754 | -4737 | -4720 | -4703 | -4685 | -4667 | -4646 | -4623 | -4601 | -4579 | -4558 | -4537 | -4517 | -4503 | -4491 | -4482 | -4474 | -4468 | -4463 | -4461 | -4463 | -4472 | -4487 | -4507 | -4532 | -4558 | -4589 | -4622 | -4658 | -4694 | -4727 | -4753 | -4772 | -4789 | -4804 | -4818 | -4837 | -4862 | -4891 | -4922 | -4953 | -4983 | -5012 | -5037 | -5056 | -5071 | -5082 | -5090 | -5096 | -5103 | -5113 | -5122 | -5132 | -5141 | -5147 | -5146 | -5142 | -5139 | -5135 | -5130 | -5122 | -5108 | -5092 | -5076 | -5061 | -5046 | -5031 | -5017 | -5005 | -4996 | -4990 | -4985 | -4982 | -4977 | -4966 | -4949 | -4927 | -4902 | -4883 | -4875 | -4871 | -4870 | -4869 | -4868 | -4863 | -4859 | -4851 | -4840 | -4826 | -4810 | -4793 | -4777 | -4761 | -4745 | -4728 | -4709 | -4690 | -4669 | -4649 | -4632 | -4616 | -4599 | -4578 | -4556 | -4536 | -4517 | -4501 | -4486 | -4469 | -4443 | -4410 | -4374 | -4336 | -4296 | -4254 | -4210 | -4165 | -4117 | -4068 | -4019 | -3971 | -3923 | -3875 | -3830 | -3789 | -3755 | -3733 | -3723 | -3721 | -3722 | -3725 | -3730 | -3738 | -3754 | -3778 | -3807 | -3841 | -3880 | -3926 | -3978 | -4034 | -4092 | -4150 | -4206 | -4260 | -4313 | -4365 | -4416 | -4463 | -4502 | -4525 | -4531 | -4530 | -4526 | -4520 | -4512 | -4502 | -4488 | -4472 | -4456 | -4437 | -4414 | -4386 | -4354 | -4322 | -4291 | -4262 | -4235 | -4211 | -4188 | -4167 | -4145 | -4123 | -4104 | -4092 | -4091 | -4093 | -4097 | -4103 | -4108 | -4114 | -4117 | -4113 | -4105 | -4097 | -4091 | -4088 | -4088 | -4091 | -4099 | -4111 | -4130 | -4152 | -4177 | -4207 | -4238 | -4273 | -4306 | -4337 | -4362 | -4383 | -4399 | -4413 | -4426 | -4444 | -4474 | -4516 | -4563 | -4610 | -4653 | -4692 | -4726 | -4755 | -4781 | -4804 | -4823 | -4839 | -4851 | -4857 | -4857 | -4853 | -4846 | -4836 | -4827 | -4819 | -4813 | -4808 | -4804 | -4797 | -4779 | -4752 | -4723 | -4694 | -4668 | -4645 | -4623 | -4602 | -4581 | -4557 | -4529 | -4501 | -4473 | -4449 | -4428 | -4410 | -4399 | -4397 | -4403 | -4413 | -4426 | -4442 | -4459 | -4478 | -4504 | -4538 | -4576 | -4617 | -4662 | -4711 | -4764 | -4818 | -4871 | -4923 | -4976 | -5032 | -5092 | -5156 | -5225 | -5300 | -5376 | -5444 | -5501 | -5549 | -5592 | -5631 | -5668 | -5706 | -5747 | -5792 | -5838 | -5883 | -5927 | -5970 | -6010 | -6049 | -6087 | -6126 | -6162 | -6195 | -6222 | -6244 | -6261 | -6270 | -6271 | -6265 | -6256 | -6246 | -6233 | -6217 | -6199 | -6180 | -6159 | -6136 | -6114 | -6090 | -6065 | -6036 | -6007 | -5976 | -5945 | -5915 | -5885 | -5857 | -5832 | -5809 | -5787 | -5768 | -5751 | -5738 | -5727 | -5717 | -5708 | -5699 | -5689 | -5679 | -5669 | -5660 | -5651 | -5638 | -5624 | -5610 | -5596 | -5583 | -5571 | -5559 | -5549 | -5538 | -5527 | -5514 | -5500 | -5485 | -5469 | -5450 | -5434 | -5418 | -5404 | -5391 | -5381 | -5370 | -5357 | -5340 | -5323 | -5305 | -5288 | -5271 | -5253 | -5232 | -5208 | -5182 | -5153 | -5123 | -5092 | -5061 | -5029 | -4998 | -4970 | -4949 | -4932 | -4916 | -4900 | -4884 | -4867 | -4849 | -4827 | -4803 | -4778 | -4756 | -4734 | -4712 | -4692 | -4673 | -4657 | -4642 | -4629 | -4616 | -4604 | -4593 | -4583 | -4573 | -4563 | -4552 | -4540 | -4530 | -4523 | -4517 | -4513 | -4507 | -4496 | -4484 | -4472 | -4460 | -4447 | -4433 | -4421 | -4409 | -4399 | -4390 | -4381 | -4374 | -4368 | -4363 | -4357 | -4353 | -4350 | -4348 | -4348 | -4347 | -4345 | -4342 | -4340 | -4338 | -4339 | -4340 | -4341 | -4341 | -4343 | -4345 | -4347 | -4348 | -4348 | -4347 | -4345 | -4345 | -4346 | -4346 | -4346 | -4345 | -4342 | -4332 | -4320 | -4308 | -4297 | -4287 | -4277 | -4266 | -4251 | -4237 | -4223 | -4208 | -4189 | -4165 | -4136 | -4103 | -4067 | -4028 | -3986 | -3940 | -3891 | -3837 | -3782 | -3725 | -3674 | -3639 | -3618 | -3606 | -3598 | -3593 | -3588 | -3585 | -3581 | -3568 | -3551 | -3534 | -3518 | -3507 | -3500 | -3502 | -3511 | -3529 | -3555 | -3588 | -3628 | -3675 | -3728 | -3785 | -3835 | -3868 | -3888 | -3899 | -3904 | -3906 | -3908 | -3909 | -3910 | -3913 | -3914 | -3913 | -3910 | -3905 | -3897 | -3882 | -3861 | -3833 | -3797 | -3755 | -3707 | -3653 | -3595 | -3533 | -3478 | -3438 | -3408 | -3385 | -3364 | -3344 | -3325 | -3309 | -3297 | -3286 | -3276 | -3264 | -3253 | -3243 | -3233 | -3225 | -3220 | -3218 | -3220 | -3225 | -3232 | -3243 | -3256 | -3270 | -3278 | -3280 | -3279 | -3275 | -3270 | -3266 | -3264 | -3266 | -3268 | -3270 | -3273 | -3278 | -3283 | -3288 | -3294 | -3299 | -3302 | -3300 | -3294 | -3287 | -3283 | -3281 | -3277 | -3271 | -3268 | -3267 | -3268 | -3270 | -3272 | -3274 | -3274 | -3273 | -3272 | -3272 | -3270 | -3268 | -3266 | -3264 | -3262 | -3261 | -3260 | -3261 | -3263 | -3265 | -3263 | -3258 | -3252 | -3247 | -3240 | -3229 | -3215 | -3196 | -3174 | -3151 | -3129 | -3110 | -3100 | -3094 | -3089 | -3086 | -3084 | -3082 | -3080 | -3078 | -3077 | -3076 | -3075 | -3074 | -3072 | -3070 | -3068 | -3067 | -3066 | -3066 | -3068 | -3071 | -3078 | -3086 | -3095 | -3100 | -3101 | -3101 | -3103 | -3106 | -3109 | -3114 | -3118 | -3124 | -3129 | -3134 | -3139 | -3144 | -3148 | -3153 | -3156 | -3159 | -3165 | -3172 | -3179 | -3186 | -3191 | -3194 | -3196 | -3197 | -3196 | -3193 | -3189 | -3185 | -3180 | -3175 | -3170 | -3167 | -3164 | -3162 | -3161 | -3161 | -3162 | -3163 | -3164 | -3165 | -3168 | -3174 | -3181 | -3191 | -3203 | -3217 | -3230 | -3242 | -3251 | -3261 | -3271 | -3281 | -3291 | -3301 | -3310 | -3318 | -3327 | -3335 | -3343 | -3350 | -3358 | -3368 | -3379 | -3388 | -3395 | -3398 | -3399 | -3401 | -3405 | -3411 | -3418 | -3427 | -3437 | -3448 | -3460 | -3472 | -3485 | -3499 | -3513 | -3526 | -3539 | -3551 | -3563 | -3574 | -3585 | -3594 | -3602 | -3610 | -3615 | -3618 | -3620 | -3622 | -3623 | -3623 | -3623 | -3622 | -3624 | -3627 | -3629 | -3631 | -3633 | -3635 | -3636 | -3636 | -3637 | -3636 | -3635 | -3633 | -3631 | -3627 | -3623 | -3621 | -3621 | -3625 | -3630 | -3635 | -3640 | -3644 | -3647 | -3648 | -3648 | -3648 | -3649 | -3650 | -3650 | -3651 | -3653 | -3656 | -3660 | -3665 | -3669 | -3674 | -3680 | -3688 | -3696 | -3701 | -3705 | -3711 | -3718 | -3725 | -3732 | -3740 | -3749 | -3758 | -3764 | -3765 | -3765 | -3764 | -3763 | -3760 | -3756 | -3750 | -3743 | -3735 | -3727 | -3718 | -3707 | -3696 | -3684 | -3677 | -3672 | -3668 | -3664 | -3660 | -3656 | -3650 | -3642 | -3632 | -3619 | -3603 | -3585 | -3567 | -3550 | -3533 | -3517 | -3503 | -3491 | -3481 | -3472 | -3466 | -3463 | -3462 | -3463 | -3463 | -3458 | -3448 | -3435 | -3419 | -3404 | -3390 | -3378 | -3369 | -3371 | -3386 | -3405 | -3429 | -3455 | -3483 | -3512 | -3542 | -3570 | -3597 | -3624 | -3648 | -3671 | -3691 | -3710 | -3725 | -3736 | -3742 | -3746 | -3750 | -3755 | -3760 | -3766 | -3771 | -3775 | -3779 | -3784 | -3789 | -3794 | -3797 | -3799 | -3799 | -3799 | -3797 | -3794 | -3792 | -3790 | -3786 | -3782 | -3778 | -3777 | -3784 | -3798 | -3817 | -3838 | -3860 | -3884 | -3907 | -3926 | -3943 | -3959 | -3974 | -3990 | -4006 | -4023 | -4042 | -4063 | -4087 | -4112 | -4141 | -4173 | -4208 | -4247 | -4288 | -4327 | -4360 | -4385 | -4405 | -4419 | -4429 | -4438 | -4446 | -4455 | -4468 | -4484 | -4501 | -4519 | -4537 | -4556 | -4573 | -4591 | -4608 | -4622 | -4635 | -4644 | -4650 | -4652 | -4649 | -4643 | -4633 | -4622 | -4609 | -4595 | -4581 | -4565 | -4550 | -4533 | -4513 | -4491 | -4468 | -4446 | -4425 | -4405 | -4386 | -4368 | -4350 | -4331 | -4312 | -4293 | -4276 | -4259 | -4240 | -4220 | -4200 | -4179 | -4159 | -4139 | -4119 | -4101 | -4085 | -4072 | -4059 | -4042 | -4023 | -3999 | -3972 | -3943 | -3912 | -3881 | -3849 | -3817 | -3785 | -3754 | -3723 | -3693 | -3669 | -3656 | -3652 | -3656 | -3665 | -3677 | -3691 | -3705 | -3716 | -3720 | -3717 | -3712 | -3706 | -3700 | -3693 | -3685 | -3675 | -3664 | -3651 | -3638 | -3622 | -3603 | -3581 | -3558 | -3535 | -3514 | -3497 | -3482 | -3469 | -3457 | -3444 | -3430 | -3413 | -3396 | -3381 | -3367 | -3354 | -3342 | -3329 | -3317 | -3307 | -3299 | -3293 | -3289 | -3288 | -3290 | -3295 | -3303 | -3309 | -3314 | -3316 | -3318 | -3320 | -3321 | -3323 | -3327 | -3335 | -3345 | -3358 | -3371 | -3384 | -3399 | -3418 | -3438 | -3460 | -3483 | -3506 | -3529 | -3551 | -3575 | -3599 | -3625 | -3654 | -3687 | -3724 | -3763 | -3802 | -3839 | -3875 | -3907 | -3935 | -3959 | -3977 | -3992 | -4005 | -4016 | -4026 | -4035 | -4046 | -4059 | -4075 | -4094 | -4118 | -4146 | -4179 | -4217 | -4259 | -4301 | -4341 | -4381 | -4421 | -4462 | -4505 | -4550 | -4598 | -4649 | -4707 | -4773 | -4845 | -4921 | -4997 | -5072 | -5144 | -5213 | -5280 | -5345 | -5408 | -5468 | -5524 | -5575 | -5616 | -5637 | -5642 | -5639 | -5630 | -5617 | -5601 | -5582 | -5561 | -5539 | -5519 | -5501 | -5482 | -5462 | -5444 | -5426 | -5411 | -5396 | -5379 | -5361 | -5340 | -5317 | -5292 | -5267 | -5243 | -5224 | -5208 | -5196 | -5187 | -5182 | -5179 | -5177 | -5177 | -5177 | -5176 | -5174 | -5173 | -5171 | -5168 | -5165 | -5162 | -5162 | -5164 | -5168 | -5174 | -5180 | -5185 | -5189 | -5190 | -5193 | -5197 | -5201 | -5205 | -5209 | -5212 | -5214 | -5217 | -5219 | -5220 | -5219 | -5217 | -5214 | -5212 | -5212 | -5212 | -5213 | -5213 | -5211 | -5209 | -5206 | -5202 | -5196 | -5191 | -5192 | -5197 | -5204 | -5213 | -5221 | -5230 | -5240 | -5250 | -5258 | -5263 | -5265 | -5265 | -5266 | -5267 | -5268 | -5269 | -5269 | -5270 | -5271 | -5271 | -5272 | -5275 | -5280 | -5284 | -5278 | -5267 | -5251 | -5233 | -5214 | -5193 | -5170 | -5147 | -5126 | -5110 | -5101 | -5094 | -5088 | -5081 | -5073 | -5065 | -5057 | -5049 | -5041 | -5032 | -5024 | -5015 | -5005 | -4992 | -4979 | -4967 | -4956 | -4945 | -4936 | -4928 | -4921 | -4915 | -4908 | -4899 | -4886 | -4871 | -4854 | -4835 | -4815 | -4793 | -4769 | -4745 | -4722 | -4701 | -4681 | -4661 | -4642 | -4625 | -4614 | -4606 | -4600 | -4593 | -4586 | -4579 | -4571 | -4563 | -4555 | -4547 | -4539 | -4531 | -4525 | -4520 | -4516 | -4513 | -4510 | -4507 | -4503 | -4500 | -4497 | -4497 | -4502 | -4508 | -4508 | -4504 | -4500 | -4494 | -4487 | -4480 | -4471 | -4461 | -4453 | -4451 | -4453 | -4457 | -4464 | -4474 | -4486 | -4502 | -4520 | -4541 | -4563 | -4586 | -4607 | -4626 | -4641 | -4652 | -4660 | -4667 | -4671 | -4673 | -4675 | -4678 | -4681 | -4685 | -4689 | -4695 | -4703 | -4711 | -4719 | -4726 | -4730 | -4733 | -4735 | -4735 | -4735 | -4736 | -4736 | -4737 | -4738 | -4737 | -4734 | -4728 | -4720 | -4712 | -4706 | -4700 | -4695 | -4690 | -4686 | -4679 | -4670 | -4659 | -4646 | -4633 | -4618 | -4602 | -4586 | -4569 | -4551 | -4534 | -4516 | -4498 | -4481 | -4465 | -4453 | -4444 | -4438 | -4435 | -4434 | -4435 | -4437 | -4440 | -4443 | -4442 | -4441 | -4440 | -4440 | -4443 | -4448 | -4454 | -4461 | -4468 | -4475 | -4481 | -4487 | -4492 | -4496 | -4497 | -4496 | -4492 | -4488 | -4484 | -4480 | -4473 | -4465 | -4456 | -4446 | -4440 | -4435 | -4428 | -4419 | -4405 | -4387 | -4365 | -4338 | -4307 | -4272 | -4233 | -4192 | -4149 | -4106 | -4070 | -4046 | -4034 | -4028 | -4022 | -4017 | -4015 | -4016 | -4017 | -4020 | -4017 | -4009 | -3999 | -3988 | -3977 | -3968 | -3960 | -3954 | -3950 | -3949 | -3951 | -3955 | -3961 | -3968 | -3973 | -3976 | -3980 | -3986 | -3991 | -3997 | -4001 | -4004 | -4005 | -4006 | -4006 | -4007 | -4006 | -4003 | -3999 | -3993 | -3987 | -3981 | -3974 | -3966 | -3955 | -3944 | -3930 | -3914 | -3898 | -3879 | -3856 | -3829 | -3799 | -3767 | -3734 | -3701 | -3668 | -3639 | -3615 | -3594 | -3576 | -3561 | -3547 | -3534 | -3521 | -3509 | -3497 | -3483 | -3470 | -3456 | -3445 | -3434 | -3425 | -3418 | -3414 | -3414 | -3418 | -3425 | -3435 | -3448 | -3462 | -3474 | -3480 | -3483 | -3484 | -3484 | -3483 | -3482 | -3482 | -3481 | -3481 | -3483 | -3486 | -3490 | -3493 | -3498 | -3507 | -3519 | -3534 | -3552 | -3571 | -3592 | -3612 | -3630 | -3648 | -3662 | -3674 | -3685 | -3697 | -3709 | -3724 | -3740 | -3759 | -3778 | -3800 | -3823 | -3847 | -3872 | -3897 | -3919 | -3932 | -3933 | -3926 | -3915 | -3901 | -3884 | -3865 | -3845 | -3824 | -3806 | -3802 | -3809 | -3820 | -3831 | -3842 | -3850 | -3857 | -3862 | -3864 | -3866 | -3865 | -3864 | -3862 | -3858 | -3855 | -3853 | -3847 | -3836 | -3822 | -3807 | -3791 | -3776 | -3760 | -3746 | -3726 | -3700 | -3673 | -3646 | -3620 | -3597 | -3575 | -3555 | -3536 | -3518 | -3502 | -3488 | -3476 | -3463 | -3449 | -3435 | -3425 | -3420 | -3416 | -3412 | -3407 | -3402 | -3396 | -3390 | -3385 | -3378 | -3371 | -3366 | -3361 | -3355 | -3348 | -3340 | -3330 | -3317 | -3300 | -3281 | -3260 | -3237 | -3213 | -3196 | -3182 | -3168 | -3154 | -3140 | -3126 | -3111 | -3096 | -3081 | -3064 | -3046 | -3026 | -3005 | -2982 | -2957 | -2931 | -2905 | -2880 | -2856 | -2833 | -2813 | -2795 | -2780 | -2764 | -2740 | -2709 | -2673 | -2636 | -2599 | -2565 | -2534 | -2504 | -2476 | -2456 | -2441 | -2428 | -2416 | -2404 | -2394 | -2384 | -2374 | -2365 | -2359 | -2357 | -2357 | -2354 | -2347 | -2339 | -2337 | -2337 | -2341 | -2349 | -2359 | -2372 | -2388 | -2405 | -2421 | -2428 | -2428 | -2428 | -2427 | -2427 | -2428 | -2430 | -2434 | -2439 | -2442 | -2443 | -2445 | -2451 | -2462 | -2477 | -2493 | -2508 | -2517 | -2520 | -2519 | -2514 | -2507 | -2499 | -2492 | -2488 | -2485 | -2483 | -2481 | -2480 | -2479 | -2478 | -2478 | -2474 | -2467 | -2456 | -2442 | -2426 | -2412 | -2405 | -2403 | -2408 | -2418 | -2427 | -2437 | -2453 | -2475 | -2498 | -2518 | -2535 | -2549 | -2563 | -2578 | -2593 | -2607 | -2620 | -2634 | -2650 | -2669 | -2692 | -2716 | -2740 | -2762 | -2783 | -2805 | -2828 | -2855 | -2887 | -2922 | -2951 | -2975 | -2995 | -3012 | -3029 | -3052 | -3074 | -3095 | -3116 | -3136 | -3157 | -3178 | -3200 | -3221 | -3243 | -3264 | -3285 | -3302 | -3314 | -3322 | -3330 | -3341 | -3354 | -3369 | -3385 | -3403 | -3421 | -3440 | -3456 | -3467 | -3479 | -3490 | -3499 | -3507 | -3512 | -3516 | -3517 | -3516 | -3515 | -3511 | -3507 | -3507 | -3513 | -3523 | -3534 | -3545 | -3555 | -3562 | -3568 | -3572 | -3576 | -3580 | -3583 | -3586 | -3590 | -3592 | -3595 | -3597 | -3599 | -3601 | -3603 | -3604 | -3605 | -3606 | -3607 | -3608 | -3608 | -3608 | -3606 | -3601 | -3593 | -3583 | -3572 | -3558 | -3544 | -3530 | -3517 | -3506 | -3495 | -3484 | -3474 | -3466 | -3458 | -3450 | -3444 | -3438 | -3433 | -3429 | -3425 | -3421 | -3416 | -3412 | -3408 | -3405 | -3404 | -3403 | -3403 | -3404 | -3403 | -3402 | -3399 | -3394 | -3392 | -3392 | -3394 | -3397 | -3399 | -3403 | -3406 | -3410 | -3415 | -3420 | -3423 | -3422 | -3415 | -3401 | -3378 | -3349 | -3316 | -3282 | -3248 | -3214 | -3182 | -3153 | -3128 | -3107 | -3084 | -3058 | -3031 | -3002 | -2974 | -2946 | -2918 | -2889 | -2859 | -2830 | -2801 | -2774 | -2748 | -2722 | -2692 | -2661 | -2630 | -2601 | -2573 | -2548 | -2525 | -2504 | -2482 | -2460 | -2439 | -2420 | -2402 | -2385 | -2368 | -2353 | -2340 | -2329 | -2321 | -2316 | -2313 | -2309 | -2303 | -2299 | -2301 | -2308 | -2317 | -2324 | -2329 | -2332 | -2331 | -2328 | -2327 | -2336 | -2345 | -2354 | -2366 | -2381 | -2396 | -2410 | -2422 | -2433 | -2440 | -2443 | -2442 | -2441 | -2442 | -2445 | -2445 | -2444 | -2443 | -2444 | -2447 | -2453 | -2461 | -2470 | -2475 | -2473 | -2470 | -2466 | -2461 | -2457 | -2453 | -2450 | -2448 | -2448 | -2449 | -2453 | -2459 | -2459 | -2450 | -2432 | -2412 | -2391 | -2369 | -2345 | -2319 | -2290 | -2260 | -2229 | -2203 | -2190 | -2184 | -2181 | -2179 | -2176 | -2172 | -2169 | -2164 | -2159 | -2152 | -2144 | -2132 | -2119 | -2110 | -2103 | -2095 | -2087 | -2077 | -2068 | -2061 | -2056 | -2054 | -2055 | -2052 | -2037 | -2016 | -1993 | -1967 | -1940 | -1913 | -1886 | -1860 | -1834 | -1809 | -1786 | -1766 | -1753 | -1749 | -1753 | -1763 | -1777 | -1790 | -1803 | -1815 | -1826 | -1835 | -1843 | -1850 | -1857 | -1862 | -1867 | -1873 | -1878 | -1883 | -1887 | -1890 | -1893 | -1896 | -1898 | -1902 | -1909 | -1921 | -1939 | -1963 | -1991 | -2022 | -2055 | -2087 | -2116 | -2144 | -2169 | -2191 | -2210 | -2228 | -2245 | -2261 | -2275 | -2288 | -2301 | -2313 | -2325 | -2338 | -2351 | -2364 | -2379 | -2394 | -2408 | -2421 | -2434 | -2447 | -2460 | -2475 | -2491 | -2509 | -2526 | -2544 | -2565 | -2587 | -2610 | -2633 | -2658 | -2682 | -2706 | -2728 | -2748 | -2768 | -2786 | -2803 | -2810 | -2809 | -2800 | -2785 | -2768 | -2751 | -2734 | -2720 | -2708 | -2698 | -2689 | -2683 | -2680 | -2677 | -2676 | -2675 | -2675 | -2676 | -2677 | -2680 | -2684 | -2690 | -2696 | -2701 | -2710 | -2720 | -2733 | -2749 | -2768 | -2788 | -2809 | -2829 | -2848 | -2864 | -2878 | -2888 | -2892 | -2895 | -2896 | -2896 | -2896 | -2894 | -2893 | -2893 | -2893 | -2893 | -2895 | -2896 | -2893 | -2886 | -2876 | -2865 | -2852 | -2836 | -2817 | -2798 | -2777 | -2757 | -2737 | -2721 | -2712 | -2706 | -2702 | -2699 | -2697 | -2695 | -2695 | -2694 | -2694 | -2694 | -2692 | -2691 | -2690 | -2689 | -2688 | -2687 | -2685 | -2683 | -2680 | -2676 | -2672 | -2668 | -2665 | -2662 | -2661 | -2659 | -2658 | -2657 | -2659 | -2659 | -2659 | -2658 | -2656 | -2653 | -2650 | -2645 | -2637 | -2630 | -2626 | -2622 | -2619 | -2618 | -2617 | -2617 | -2616 | -2613 | -2608 | -2602 | -2589 | -2575 | -2558 | -2539 | -2520 | -2501 | -2483 | -2465 | -2447 | -2430 | -2413 | -2397 | -2386 | -2374 | -2359 | -2337 | -2311 | -2282 | -2251 | -2218 | -2187 | -2156 | -2127 | -2102 | -2086 | -2074 | -2064 | -2058 | -2052 | -2046 | -2040 | -2035 | -2031 | -2027 | -2022 | -2015 | -2002 | -1984 | -1963 | -1945 | -1928 | -1913 | -1900 | -1888 | -1878 | -1869 | -1862 | -1855 | -1845 | -1835 | -1827 | -1819 | -1811 | -1805 | -1798 | -1790 | -1781 | -1772 | -1764 | -1759 | -1761 | -1766 | -1773 | -1779 | -1783 | -1787 | -1792 | -1800 | -1812 | -1824 | -1834 | -1841 | -1840 | -1833 | -1825 | -1814 | -1802 | -1788 | -1775 | -1763 | -1753 | -1744 | -1734 | -1720 | -1703 | -1689 | -1680 | -1679 | -1684 | -1696 | -1711 | -1728 | -1746 | -1764 | -1784 | -1803 | -1820 | -1835 | -1848 | -1859 | -1871 | -1881 | -1891 | -1899 | -1906 | -1914 | -1922 | -1935 | -1958 | -1989 | -2026 | -2063 | -2096 | -2126 | -2153 | -2177 | -2199 | -2219 | -2240 | -2260 | -2284 | -2310 | -2338 | -2367 | -2395 | -2423 | -2450 | -2475 | -2499 | -2522 | -2544 | -2564 | -2578 | -2585 | -2589 | -2592 | -2595 | -2595 | -2594 | -2591 | -2585 | -2578 | -2570 | -2563 | -2559 | -2562 | -2568 | -2576 | -2587 | -2599 | -2614 | -2631 | -2649 | -2668 | -2687 | -2705 | -2711 | -2709 | -2699 | -2683 | -2665 | -2644 | -2620 | -2594 | -2567 | -2540 | -2513 | -2486 | -2466 | -2444 | -2421 | -2397 | -2373 | -2350 | -2327 | -2304 | -2281 | -2257 | -2232 | -2207 | -2187 | -2166 | -2142 | -2116 | -2091 | -2068 | -2047 | -2028 | -2012 | -1996 | -1982 | -1969 | -1956 | -1945 | -1935 | -1926 | -1915 | -1903 | -1889 | -1873 | -1858 | -1842 | -1826 | -1811 | -1794 | -1775 | -1755 | -1733 | -1712 | -1693 | -1674 | -1656 | -1638 | -1618 | -1598 | -1580 | -1559 | -1539 | -1519 | -1499 | -1479 | -1461 | -1446 | -1431 | -1418 | -1404 | -1390 | -1374 | -1365 | -1364 | -1374 | -1392 | -1413 | -1437 | -1462 | -1487 | -1514 | -1542 | -1572 | -1600 | -1620 | -1635 | -1649 | -1665 | -1682 | -1699 | -1718 | -1738 | -1759 | -1782 | -1808 | -1836 | -1868 | -1901 | -1936 | -1971 | -2004 | -2035 | -2062 | -2089 | -2113 | -2136 | -2159 | -2182 | -2210 | -2248 | -2288 | -2326 | -2365 | -2402 | -2438 | -2472 | -2504 | -2532 | -2558 | -2582 | -2595 | -2599 | -2597 | -2591 | -2582 | -2570 | -2557 | -2542 | -2525 | -2507 | -2487 | -2468 | -2451 | -2430 | -2408 | -2385 | -2361 | -2337 | -2314 | -2291 | -2269 | -2250 | -2231 | -2211 | -2187 | -2163 | -2133 | -2101 | -2069 | -2037 | -2007 | -1979 | -1952 | -1927 | -1903 | -1881 | -1858 | -1837 | -1818 | -1798 | -1780 | -1762 | -1745 | -1729 | -1714 | -1699 | -1685 | -1670 | -1657 | -1646 | -1636 | -1627 | -1619 | -1611 | -1602 | -1594 | -1586 | -1577 | -1569 | -1559 | -1550 | -1536 | -1522 | -1507 | -1492 | -1477 | -1462 | -1446 | -1428 | -1408 | -1386 | -1366 | -1353 | -1345 | -1342 | -1337 | -1330 | -1324 | -1318 | -1313 | -1308 | -1302 | -1295 | -1286 | -1272 | -1253 | -1232 | -1211 | -1191 | -1170 | -1149 | -1129 | -1111 | -1095 | -1081 | -1066 | -1048 | -1025 | -1001 | -982 | -969 | -960 | -953 | -947 | -943 | -939 | -936 | -933 | -929 | -927 | -927 | -929 | -929 | -928 | -928 | -927 | -924 | -920 | -916 | -916 | -924 | -941 | -967 | -994 | -1023 | -1054 | -1088 | -1123 | -1159 | -1195 | -1230 | -1265 | -1300 | -1336 | -1375 | -1414 | -1457 | -1508 | -1561 | -1614 | -1668 | -1723 | -1778 | -1830 | -1885 | -1941 | -2001 | -2060 | -2118 | -2172 | -2220 | -2262 | -2301 | -2339 | -2376 | -2409 | -2430 | -2440 | -2443 | -2441 | -2432 | -2413 | -2391 | -2368 | -2345 | -2321 | -2298 | -2274 | -2249 | -2224 | -2196 | -2166 | -2136 | -2106 | -2079 | -2055 | -2033 | -2011 | -1990 | -1971 | -1959 | -1952 | -1947 | -1942 | -1939 | -1936 | -1934 | -1933 | -1931 | -1929 | -1924 | -1920 | -1918 | -1922 | -1929 | -1938 | -1947 | -1958 | -1969 | -1981 | -1996 | -2014 | -2035 | -2057 | -2077 | -2095 | -2115 | -2137 | -2159 | -2182 | -2204 | -2225 | -2247 | -2268 | -2291 | -2315 | -2338 | -2359 | -2377 | -2393 | -2405 | -2415 | -2423 | -2427 | -2426 | -2422 | -2415 | -2409 | -2404 | -2402 | -2400 | -2396 | -2392 | -2390 | -2389 | -2392 | -2396 | -2402 | -2411 | -2417 | -2415 | -2406 | -2392 | -2379 | -2367 | -2356 | -2346 | -2336 | -2327 | -2319 | -2310 | -2302 | -2294 | -2291 | -2290 | -2290 | -2290 | -2289 | -2286 | -2281 | -2275 | -2271 | -2265 | -2256 | -2240 | -2220 | -2196 | -2170 | -2141 | -2110 | -2077 | -2043 | -2008 | -1973 | -1937 | -1901 | -1872 | -1846 | -1820 | -1795 | -1772 | -1750 | -1731 | -1714 | -1697 | -1679 | -1663 | -1646 | -1622 | -1597 | -1567 | -1533 | -1499 | -1467 | -1436 | -1408 | -1383 | -1361 | -1343 | -1332 | -1322 | -1311 | -1302 | -1293 | -1285 | -1275 | -1265 | -1254 | -1243 | -1233 | -1224 | -1221 | -1238 | -1266 | -1305 | -1349 | -1395 | -1442 | -1491 | -1540 | -1589 | -1636 | -1679 | -1716 | -1743 | -1763 | -1778 | -1793 | -1809 | -1824 | -1838 | -1850 | -1860 | -1867 | -1871 | -1868 | -1858 | -1844 | -1827 | -1813 | -1802 | -1792 | -1782 | -1770 | -1757 | -1743 | -1729 | -1717 | -1707 | -1700 | -1696 | -1694 | -1691 | -1687 | -1683 | -1680 | -1676 | -1672 | -1668 | -1669 | -1679 | -1698 | -1726 | -1757 | -1790 | -1826 | -1863 | -1904 | -1947 | -1991 | -2036 | -2079 | -2119 | -2153 | -2186 | -2218 | -2248 | -2279 | -2309 | -2338 | -2367 | -2397 | -2427 | -2457 | -2486 | -2513 | -2536 | -2556 | -2571 | -2582 | -2589 | -2589 | -2585 | -2577 | -2566 | -2553 | -2544 | -2541 | -2542 | -2547 | -2552 | -2557 | -2562 | -2568 | -2575 | -2581 | -2587 | -2586 | -2574 | -2550 | -2517 | -2480 | -2443 | -2406 | -2373 | -2344 | -2318 | -2294 | -2272 | -2252 | -2232 | -2209 | -2182 | -2150 | -2119 | -2088 | -2056 | -2023 | -1990 | -1958 | -1926 | -1902 | -1888 | -1887 | -1894 | -1906 | -1920 | -1936 | -1954 | -1974 | -1997 | -2022 | -2048 | -2076 | -2101 | -2123 | -2145 | -2166 | -2187 | -2208 | -2230 | -2255 | -2282 | -2311 | -2339 | -2360 | -2368 | -2362 | -2350 | -2334 | -2315 | -2293 | -2268 | -2240 | -2211 | -2181 | -2150 | -2118 | -2088 | -2062 | -2038 | -2013 | -1989 | -1963 | -1936 | -1905 | -1870 | -1834 | -1797 | -1765 | -1738 | -1717 | -1694 | -1668 | -1640 | -1612 | -1586 | -1561 | -1538 | -1518 | -1501 | -1485 | -1470 | -1457 | -1448 | -1441 | -1436 | -1432 | -1431 | -1433 | -1437 | -1443 | -1448 | -1449 | -1446 | -1440 | -1435 | -1435 | -1439 | -1444 | -1450 | -1456 | -1460 | -1462 | -1462 | -1462 | -1461 | -1460 | -1457 | -1453 | -1448 | -1443 | -1439 | -1434 | -1429 | -1424 | -1418 | -1419 | -1432 | -1457 | -1489 | -1525 | -1562 | -1599 | -1633 | -1665 | -1695 | -1722 | -1749 | -1775 | -1799 | -1821 | -1841 | -1861 | -1882 | -1905 | -1928 | -1953 | -1979 | -2006 | -2035 | -2064 | -2092 | -2121 | -2151 | -2180 | -2210 | -2241 | -2274 | -2307 | -2342 | -2378 | -2412 | -2444 | -2474 | -2502 | -2527 | -2551 | -2571 | -2589 | -2603 | -2614 | -2623 | -2630 | -2636 | -2643 | -2649 | -2655 | -2661 | -2668 | -2674 | -2678 | -2679 | -2680 | -2679 | -2677 | -2674 | -2671 | -2668 | -2666 | -2666 | -2665 | -2664 | -2665 | -2665 | -2666 | -2666 | -2665 | -2663 | -2661 | -2656 | -2649 | -2641 | -2632 | -2625 | -2618 | -2612 | -2607 | -2602 | -2597 | -2590 | -2582 | -2574 | -2562 | -2550 | -2536 | -2522 | -2507 | -2491 | -2475 | -2459 | -2444 | -2428 | -2410 | -2386 | -2355 | -2315 | -2271 | -2223 | -2172 | -2121 | -2068 | -2016 | -1966 | -1919 | -1875 | -1836 | -1806 | -1779 | -1753 | -1728 | -1705 | -1684 | -1663 | -1644 | -1627 | -1612 | -1593 | -1571 | -1547 | -1526 | -1511 | -1500 | -1492 | -1489 | -1489 | -1492 | -1496 | -1500 | -1504 | -1506 | -1505 | -1503 | -1501 | -1499 | -1497 | -1496 | -1494 | -1493 | -1492 | -1491 | -1491 | -1493 | -1494 | -1495 | -1495 | -1492 | -1487 | -1478 | -1467 | -1452 | -1437 | -1421 | -1406 | -1393 | -1385 | -1382 | -1381 | -1381 | -1383 | -1384 | -1385 | -1384 | -1383 | -1379 | -1373 | -1366 | -1359 | -1350 | -1342 | -1334 | -1329 | -1327 | -1328 | -1331 | -1337 | -1343 | -1348 | -1351 | -1346 | -1338 | -1327 | -1315 | -1303 | -1292 | -1281 | -1272 | -1264 | -1256 | -1255 | -1262 | -1277 | -1298 | -1316 | -1332 | -1343 | -1352 | -1358 | -1363 | -1366 | -1369 | -1372 | -1375 | -1382 | -1391 | -1401 | -1412 | -1423 | -1435 | -1447 | -1459 | -1472 | -1483 | -1488 | -1490 | -1488 | -1486 | -1485 | -1487 | -1493 | -1500 | -1507 | -1513 | -1520 | -1527 | -1533 | -1540 | -1544 | -1545 | -1546 | -1548 | -1550 | -1549 | -1547 | -1546 | -1546 | -1548 | -1558 | -1571 | -1588 | -1606 | -1623 | -1639 | -1654 | -1668 | -1684 | -1700 | -1716 | -1732 | -1748 | -1763 | -1779 | -1798 | -1816 | -1834 | -1851 | -1868 | -1885 | -1900 | -1913 | -1922 | -1923 | -1917 | -1907 | -1897 | -1888 | -1880 | -1873 | -1865 | -1856 | -1848 | -1841 | -1834 | -1827 | -1817 | -1803 | -1784 | -1763 | -1741 | -1719 | -1697 | -1676 | -1657 | -1641 | -1628 | -1619 | -1617 | -1618 | -1620 | -1622 | -1624 | -1623 | -1622 | -1621 | -1617 | -1611 | -1603 | -1596 | -1592 | -1590 | -1592 | -1596 | -1603 | -1609 | -1615 | -1619 | -1621 | -1622 | -1620 | -1618 | -1611 | -1599 | -1581 | -1560 | -1540 | -1523 | -1506 | -1491 | -1477 | -1464 | -1452 | -1441 | -1431 | -1421 | -1410 | -1399 | -1387 | -1375 | -1363 | -1352 | -1341 | -1329 | -1317 | -1304 | -1294 | -1287 | -1284 | -1282 | -1284 | -1290 | -1299 | -1309 | -1321 | -1334 | -1347 | -1358 | -1366 | -1370 | -1375 | -1379 | -1382 | -1381 | -1380 | -1377 | -1374 | -1372 | -1370 | -1365 | -1359 | -1350 | -1342 | -1337 | -1332 | -1326 | -1319 | -1315 | -1312 | -1311 | -1313 | -1317 | -1322 | -1325 | -1326 | -1328 | -1333 | -1340 | -1349 | -1359 | -1370 | -1379 | -1389 | -1405 | -1426 | -1454 | -1487 | -1517 | -1543 | -1564 | -1578 | -1588 | -1593 | -1592 | -1589 | -1583 | -1578 | -1578 | -1582 | -1586 | -1589 | -1591 | -1593 | -1595 | -1599 | -1602 | -1606 | -1601 | -1586 | -1557 | -1521 | -1483 | -1445 | -1409 | -1372 | -1337 | -1301 | -1268 | -1235 | -1202 | -1170 | -1138 | -1104 | -1072 | -1041 | -1010 | -980 | -951 | -921 | -890 | -858 | -826 | -798 | -776 | -756 | -733 | -708 | -683 | -683 | -683 | -683 | -683 | -683 | -683 | -683 | -683 | -683 | -683 | -683 | -683 | -683 | -683 | -683 | -683 | -683 | -683 | -683 | -683 | -683 | -683 | -683 | -683 | -683 | -683 | -683 | -683 | -685 | -714 | -741 | -769 | -798 | -827 | -855 | -883 | -910 | -935 | -955 | -973 | -992 | -1017 | -1047 | -1084 | -1127 | -1171 | -1213 | -1251 | -1282 | -1308 | -1329 | -1348 | -1362 | -1370 | -1372 | -1374 | -1375 | -1376 | -1378 | -1379 | -1380 | -1382 | -1385 | -1387 | -1390 | -1389 | -1382 | -1368 | -1347 | -1323 | -1300 | -1280 | -1264 | -1250 | -1237 | -1224 | -1211 | -1201 | -1195 | -1192 | -1191 | -1190 | -1190 | -1191 | -1194 | -1198 | -1203 | -1209 | -1213 | -1211 | -1204 | -1193 | -1180 | -1164 | -1147 | -1128 | -1107 | -1085 | -1062 | -1038 | -1013 | -986 | -963 | -943 | -923 | -902 | -881 | -860 | -840 | -819 | -800 | -781 | -763 | -744 | -724 | -707 | -690 | -683 | -683 | -683 | -683 | -683 | -683 | -683 | -683 | -683 | -683 | -683 | -683 | -683 | -683 | -683 | -683 | -683 | -683 | -683 | -683 | -683 | -683 | -683 | -683 | -683 | -683 | -683 | -683 | -683 | -683 | -683 | -683 | -683 | -683 | -683 | -683 | -683 | -683 | -683 | -683 | -683 | -683 | -683 | -683 | -683 | -683 | -683 | -683 | -683 | -683 | -683 | -683 | -683 | -683 | -683 | -683 | -683 | -683 | -683 | -683 | -683 | -683 | -683 | -683 | -683 | -683 | -683 | -683 | -683 | -683 | -683 | -683 | -683 | -683 | -683 | -683 | -683 | -683 | -683 | -683 | -683 | -683 | -683 | -683 | -683 | -683 | -683 | -683 | -683 | -683 | -683 | -683 | -683 | -683 | -718 | -778 | -842 | -911 | -987 | -1066 | -1146 | -1224 | -1296 | -1363 | -1425 | -1482 | -1534 | -1581 | -1622 | -1660 | -1695 | -1728 | -1758 | -1785 | -1809 | -1830 | -1848 | -1863 | -1875 | -1887 | -1898 | -1907 | -1914 | -1919 | -1922 | -1925 | -1926 | -1925 | -1924 | -1923 | -1925 | -1930 | -1937 | -1946 | -1956 | -1966 | -1976 | -1986 | -1997 | -2004 | -2003 | -1999 | -1992 | -1987 | -1982 | -1977 | -1972 | -1968 | -1962 | -1956 | -1951 | -1947 | -1945 | -1942 | -1937 | -1929 | -1919 | -1908 | -1897 | -1886 | -1876 | -1865 | -1855 | -1849 | -1847 | -1844 | -1840 | -1831 | -1818 | -1802 | -1784 | -1764 | -1745 | -1725 | -1706 | -1685 | -1662 | -1641 | -1624 | -1611 | -1598 | -1585 | -1572 | -1559 | -1545 | -1531 | -1517 | -1503 | -1490 | -1476 | -1462 | -1449 | -1443 | -1444 | -1450 | -1460 | -1470 | -1479 | -1486 | -1492 | -1499 | -1503 | -1503 | -1499 | -1495 | -1491 | -1489 | -1486 | -1484 | -1481 | -1477 | -1473 | -1471 | -1474 | -1483 | -1494 | -1502 | -1505 | -1505 | -1502 | -1500 | -1499 | -1499 | -1501 | -1502 | -1503 | -1505 | -1505 | -1504 | -1501 | -1496 | -1489 | -1482 | -1475 | -1468 | -1463 | -1461 | -1460 | -1463 | -1468 | -1476 | -1485 | -1495 | -1505 | -1513 | -1520 | -1525 | -1528 | -1530 | -1531 | -1533 | -1536 | -1541 | -1547 | -1556 | -1566 | -1579 | -1593 | -1608 | -1620 | -1620 | -1610 | -1588 | -1557 | -1520 | -1482 | -1442 | -1403 | -1365 | -1329 | -1295 | -1263 | -1234 | -1208 | -1185 | -1163 | -1141 | -1118 | -1094 | -1071 | -1047 | -1024 | -1001 | -980 | -965 | -956 | -954 | -958 | -965 | -969 | -972 | -972 | -972 | -972 | -974 | -977 | -982 | -986 | -988 | -991 | -993 | -994 | -995 | -996 | -997 | -998 | -1001 | -1004 | -1007 | -1008 | -1009 | -1008 | -1006 | -1005 | -1005 | -1007 | -1009 | -1010 | -1008 | -1005 | -1000 | -994 | -989 | -984 | -985 | -991 | -996 | -1000 | -1002 | -1001 | -999 | -995 | -987 | -974 | -956 | -933 | -908 | -883 | -859 | -837 | -818 | -800 | -783 | -768 | -753 | -741 | -730 | -723 | -712 | -700 | -690 | -683 | -683 | -683 | -683 | -683 | -683 | -683 | -683 | -688 | -709 | -729 | -748 | -766 | -782 | -797 | -810 | -822 | -832 | -839 | -846 | -852 | -857 | -861 | -866 | -871 | -879 | -887 | -896 | -901 | -898 | -887 | -869 | -847 | -823 | -799 | -775 | -751 | -725 | -698 | -683 | -683 | -683 | -683 | -683 | -683 | -683 | -683 | -683 | -683 | -683 | -683 | -683 | -683 | -683 | -683 | -683 | -683 | -683 | -683 | -683 | -683 | -683 | -683 | -683 | -683 | -683 | -683 | -683 | -683 | -683 | -683 | -683 | -683 | -683 | -683 | -683 | -683 | -683 | -683 | -683 | -683 | -683 | -683 | -683 | -683 | -683 | -683 | -683 | -683 | -683 | -683 | -683 | -683 | -683 | -683 | -683 | -683 | -683 | -683 | -683 | -683 | -683 | -683 | -683 | -683 | -683 | -683 | -683 | -683 | -683 | -683 | -683 | -683 | -683 | -683 | -683 | -683 | -683 | -683 | -683 | -683 | -683 | -683 | -683 | -683 | -683 | -683 | -683 | -683 | -683 | -683 | -683 | -683 | -683 | -683 | -683 | -683 | -683 | -683 | -683 | -683 | -683 | -683 | -683 | -683 | -683 | -683 | -683 | -683 | -683 | -683 | -683 | -683 | -683 | -683 | -683 | -683 | -683 | -683 | -683 | -683 | -683 | -683 | -683 | -683 | -683 | -683 | -683 | -683 | -683 | -683 | -683 | -683 | -683 | -683 | -683 | -683 | -683 | -683 | -683 | -683 | -683 | -683 | -683 | -683 | -683 | -683 | -683 | -683 | -683 | -683 | -683 | -683 | -683 | -683 | -683 | -683 | -683 | -683 | -683 | -683 | -683 | -683 | -683 | -683 | -683 | -683 | -683 | -683 | -683 | -683 | -683 | -683 | -683 | -683 | -683 | -683 | -683 | -685 | -712 | -736 | -754 | -764 | -769 | -771 | -772 | -771 | -768 | -763 | -757 | -749 | -739 | -728 | -717 | -708 | -702 | -697 | -693 | -689 | -683 | -683 | -683 | -683 | -683 | -683 | -683 | -683 | -683 | -683 | -683 | -683 | -683 | -683 | -683 | -683 | -683 | -683 | -683 | -683 | -683 | -683 | -683 | -683 | -683 | -683 | -683 | -683 | -683 | -683 | -683 | -683 | -683 | -683 | -683 | -683 | -683 | -683 | -683 | -683 | -683 | -683 | -683 | -683 | -683 | -683 | -683 | -683 | -683 | -683 | -683 | -683 | -683 | -683 | -683 | -683 | -683 | -683 | -683 | -683 | -683 | -683 | -683 | -683 | -683 | -683 | -683 | -683 | -701 | -731 | -758 | -786 | -813 | -842 | -873 | -905 | -938 | -968 | -989 | -1002 | -1009 | -1011 | -1008 | -1001 | -991 | -976 | -959 | -940 | -921 | -902 | -883 | -868 | -862 | -857 | -850 | -843 | -835 | -826 | -816 | -805 | -794 | -786 | -778 | -766 | -750 | -729 | -705 | -683 | -683 | -683 | -683 | -683 | -683 | -683 | -683 | -683 | -683 | -683 | -683 | -683 | -683 | -683 | -683 | -683 | -683 | -683 | -683 | -683 | -683 | -683 | -683 | -683 | -683 | -683 | -683 | -683 | -683 | -683 | -683 | -683 | -683 | -683 | -683 | -683 | -683 | -683 | -683 | -683 | -683 | -683 | -683 | -683 | -683 | -683 | -683 | -683 | -683 | -683 | -683 | -683 | -683 | -683 | -683 | -683 | -683 | -683 | -683 | -683 | -683 | -683 | -683 | -683 | -683 | -683 | -683 | -683 | -683 | -683 | -683 | -683 | -683 | -683 | -683 | -683 | -683 | -683 | -683 | -683 | -683 | -683 | -683 | -683 | -683 | -683 | -683 | -683 | -683 | -683 | -683 | -683 | -683 | -683 | -683 | -683 | -683 | -683 | -683 | -683 | -683 | -683 | -683 | -683 | -683 | -683 | -683 | -683 | -683 | -683 | -683 | -683 | -683 | -683 | -683 | -683 | -683 | -683 | -683 | -683 | -683 | -683 | -683 | -683 | -683 | -683 | -683 | -683 | -683 | -683 | -683 | -683 | -683 | -683 | -683 | -683 | -683 | -683 | -683 | -683 | -683 | -683 | -683 | -683 | -683 | -683 | -683 | -683 | -683 | -683 | -683 | -683 | -683 | -683 | -683 | -683 | -683 | -683 | -683 | -683 | -683 | -683 | -683 | -683 | -683 | -683 | -683 | -683 | -683 | -683 | -683 | -683 | -683 | -683 | -683 | -683 | -683 | -683 | -683 | -683 | -683 | -683 | -683 | -683 | -683 | -683 | -683 | -683 | -683 | -683 | -683 | -683 | -683 | -683 | -683 | -683 | -683 | -683 | -683 | -683 | -683 | -683 | -683 | -683 | -683 | -683 | -683 | -683 | -683 | -683 | -683 | -683 | -683 | -683 | -683 | -683 | -683 | -683 | -683 | -683 | -683 | -683 | -683 | -683 | -683 | -683 | -683 | -683 | -683 | -683 | -683 | -683 | -683 | -683 | -683 | -683 | -683 | -683 | -683 | -683 | -683 | -683 | -683 | -683 | -683 | -683 | -683 | -683 | -683 | -683 | -683 | -683 | -683 | -683 | -683 | -683 | -683 | -683 | -693 | -702 | -706 | -706 | -702 | -694 | -683 | -683 | -683 | -683 | -683 | -683 | -683 | -683 | -683 | -683 | -683 | -683 | -683 | -683 | -683 | -683 | -683 | -683 | -683 | -683 | -683 | -683 | -683 | -683 | -683 | -683 | -683 | -683 | -683 | -683 | -683 | -683 | -683 | -683 | -683 | -683 | -683 | -683 | -683 | -683 | -683 | -683 | -683 | -683 | -683 | -683 | -683 | -683 | -683 | -683 | -683 | -683 | -683 | -683 | -683 | -683 | -683 | -683 | -683 | -683 | -683 | -683 | -683 | -683 | -683 | -683 | -683 | -683 | -683 | -683 | -683 | -683 | -683 | -683 | -683 | -683 | -683 | -683 | -683 | -683 | -683 | -683 | -683 | -687 | -710 | -734 | -757 | -780 | -803 | -827 | -852 | -874 | -894 | -915 | -939 | -968 | -999 | -1034 | -1073 | -1114 | -1157 | -1200 | -1240 | -1278 | -1317 | -1358 | -1402 | -1448 | -1494 | -1539 | -1583 | -1627 | -1668 | -1708 | -1740 | -1764 | -1781 | -1787 | -1784 | -1771 | -1750 | -1723 | -1688 | -1650 | -1611 | -1575 | -1544 | -1519 | -1494 | -1469 | -1443 | -1415 | -1385 | -1353 | -1318 | -1283 | -1249 | -1218 | -1196 | -1183 | -1178 | -1174 | -1172 | -1170 | -1171 | -1175 | -1179 | -1182 | -1185 | -1185 | -1184 | -1182 | -1182 | -1181 | -1179 | -1179 | -1181 | -1187 | -1197 | -1208 | -1221 | -1231 | -1234 | -1227 | -1215 | -1203 | -1191 | -1178 | -1161 | -1143 | -1126 | -1110 | -1094 | -1076 | -1057 | -1035 | -1013 | -992 | -975 | -961 | -947 | -934 | -919 | -904 | -887 | -870 | -854 | -841 | -827 | -809 | -790 | -773 | -759 | -746 | -733 | -718 | -703 | -690 | -683 | -683 | -683 | -683 | -683 | -683 | -683 | -683 | -683 | -683 | -683 | -683 | -683 | -683 | -683 | -683 | -683 | -699 | -724 | -748 | -772 | -798 | -826 | -855 | -881 | -904 | -932 | -960 | -988 | -1015 | -1039 | -1061 | -1081 | -1098 | -1113 | -1125 | -1132 | -1131 | -1121 | -1106 | -1090 | -1073 | -1058 | -1046 | -1036 | -1027 | -1017 | -1005 | -993 | -979 | -959 | -937 | -913 | -889 | -868 | -850 | -835 | -822 | -812 | -803 | -801 | -803 | -811 | -821 | -829 | -839 | -852 | -869 | -886 | -902 | -918 | -934 | -950 | -965 | -978 | -991 | -1002 | -1012 | -1019 | -1023 | -1024 | -1021 | -1016 | -1011 | -1003 | -995 | -987 | -980 | -973 | -962 | -946 | -923 | -900 | -875 | -853 | -832 | -812 | -794 | -781 | -768 | -757 | -745 | -734 | -723 | -712 | -702 | -692 | -683 | -683 | -683 | -683 | -683 | -683 | -683 | -683 | -683 | -700 | -727 | -756 | -785 | -814 | -842 | -869 | -896 | -923 | -951 | -980 | -1011 | -1044 | -1076 | -1110 | -1145 | -1184 | -1226 | -1270 | -1315 | -1361 | -1409 | -1457 | -1500 | -1535 | -1563 | -1586 | -1605 | -1623 | -1643 | -1666 | -1691 | -1715 | -1739 | -1762 | -1784 | -1805 | -1826 | -1848 | -1869 | -1885 | -1892 | -1891 | -1886 | -1879 | -1869 | -1856 | -1843 | -1830 | -1818 | -1808 | -1799 | -1792 | -1786 | -1779 | -1771 | -1763 | -1755 | -1748 | -1740 | -1732 | -1725 | -1718 | -1709 | -1701 | -1699 | -1704 | -1709 | -1711 | -1708 | -1702 | -1692 | -1681 | -1669 | -1658 | -1647 | -1636 | -1623 | -1606 | -1590 | -1576 | -1562 | -1549 | -1538 | -1527 | -1516 | -1505 | -1495 | -1487 | -1474 | -1455 | -1429 | -1404 | -1380 | -1359 | -1338 | -1316 | -1292 | -1268 | -1244 | -1220 | -1199 | -1183 | -1167 | -1153 | -1141 | -1128 | -1115 | -1100 | -1083 | -1066 | -1048 | -1029 | -1007 | -984 | -965 | -948 | -933 | -920 | -908 | -898 | -891 | -888 | -887 | -887 | -884 | -877 | -869 | -858 | -847 | -836 | -826 | -818 | -813 | -810 | -808 | -808 | -812 | -820 | -832 | -845 | -859 | -873 | -890 | -910 | -929 | -947 | -962 | -976 | -990 | -1009 | -1029 | -1049 | -1068 | -1086 | -1103 | -1119 | -1133 | -1145 | -1157 | -1170 | -1179 | -1183 | -1184 | -1184 | -1183 | -1181 | -1177 | -1171 | -1164 | -1157 | -1150 | -1145 | -1143 | -1139 | -1134 | -1128 | -1122 | -1114 | -1107 | -1101 | -1095 | -1088 | -1080 | -1075 | -1075 | -1079 | -1085 | -1092 | -1098 | -1102 | -1103 | -1104 | -1104 | -1104 | -1105 | -1105 | -1103 | -1097 | -1089 | -1081 | -1073 | -1066 | -1059 | -1052 | -1046 | -1040 | -1033 | -1027 | -1020 | -1018 | -1020 | -1023 | -1027 | -1034 | -1042 | -1050 | -1055 | -1058 | -1059 | -1056 | -1054 | -1055 | -1060 | -1068 | -1077 | -1087 | -1096 | -1105 | -1114 | -1122 | -1129 | -1132 | -1131 | -1122 | -1100 | -1069 | -1033 | -995 | -956 | -918 | -882 | -847 | -815 | -786 | -760 | -735 | -710 | -685 | -683 | -683 | -683 | -683 | -683 | -683 | -683 | -683 | -683 | -683 | -683 | -683 | -683 | -683 | -683 | -683 | -683 | -683 | -683 | -683 | -683 | -683 | -683 | -683 | -683 | -692 | -718 | -744 | -770 | -796 | -824 | -852 | -879 | -903 | -920 | -931 | -936 | -938 | -940 | -943 | -945 | -946 | -946 | -946 | -948 | -951 | -954 | -955 | -954 | -949 | -943 | -936 | -930 | -923 | -915 | -909 | -904 | -896 | -884 | -869 | -853 | -833 | -811 | -787 | -761 | -735 | -707 | -683 | -683 | -683 | -683 | -683 | -683 | -683 | -683 | -683 | -683 | -683 | -683 | -683 | -683 | -683 | -683 | -683 | -683 | -683 | -683 | -683 | -683 | -683 | -683 | -683 | -683 | -683 | -683 | -683 | -683 | -683 | -683 | -683 | -683 | -683 | -683 | -683 | -683 | -683 | -683 | -683 | -683 | -683 | -683 | -683 | -683 | -683 | -683 | -683 | -683 | -683 | -683 | -683 | -683 | -683 | -683 | -683 | -683 | -683 | -683 | -683 | -683 | -683 | -683 | -683 | -683 | -683 | -683 | -683 | -683 | -683 | -683 | -683 | -683 | -683 | -683 | -683 | -683 | -683 | -683 | -683 | -683 | -683 | -683 | -683 | -683 | -683 | -683 | -683 | -683 | -683 | -683 | -683 | -683 | -683 | -683 | -683 | -683 | -683 | -683 | -683 | -683 | -683 | -683 | -683 | -683 | -683 | -683 | -683 | -683 | -683 | -683 | -683 | -683 | -683 | -683 | -683 | -683 | -683 | -683 | -683 | -683 | -683 | -683 | -683 | -683 | -683 | -683 | -683 | -683 | -683 | -683 | -683 | -683 | -683 | -683 | -683 | -683 | -683 | -683 | -683 | -683 | -683 | -683 | -683 | -683 | -683 | -683 | -683 | -683 | -683 | -683 | -683 | -683 | -683 | -683 | -683 | -683 | -683 | -683 | -683 | -683 | -683 | -683 | -683 | -683 | -683 | -683 | -683 | -683 | -683 | -683 | -683 | -683 | -683 | -683 | -683 | -683 | -683 | -683 | -683 | -683 | -683 | -683 | -683 | -683 | -683 | -683 | -683 | -683 | -683 | -683 | -683 | -683 | -683 | -683 | -683 | -683 | -683 | -683 | -683 | -683 | -683 | -699 | -725 | -746 | -763 | -779 | -798 | -818 | -837 | -852 | -861 | -865 | -864 | -859 | -855 | -861 | -871 | -880 | -887 | -891 | -891 | -890 | -888 | -887 | -886 | -887 | -887 | -884 | -882 | -874 | -861 | -848 | -835 | -824 | -819 | -817 | -817 | -819 | -822 | -820 | -816 | -815 | -813 | -811 | -807 | -802 | -796 | -791 | -785 | -779 | -774 | -780 | -793 | -818 | -844 | -870 | -895 | -917 | -936 | -952 | -967 | -982 | -995 | -1007 | -1019 | -1030 | -1041 | -1052 | -1064 | -1075 | -1085 | -1093 | -1099 | -1104 | -1107 | -1106 | -1100 | -1095 | -1092 | -1092 | -1093 | -1095 | -1095 | -1093 | -1088 | -1081 | -1073 | -1068 | -1062 | -1054 | -1043 | -1034 | -1025 | -1016 | -1007 | -999 | -990 | -981 | -972 | -963 | -951 | -935 | -919 | -901 | -880 | -856 | -832 | -809 | -787 | -766 | -749 | -734 | -719 | -705 | -693 | -683 | -683 | -683 | -683 | -683 | -683 | -683 | -683 | -683 | -683 | -683 | -683 | -683 | -683 | -683 | -683 | -683 | -683 | -683 | -683 | -683 | -683 | -683 | -683 | -683 | -683 | -683 | -683 | -683 | -683 | -683 | -693 | -710 | -727 | -741 | -752 | -760 | -766 | -773 | -779 | -786 | -793 | -799 | -804 | -808 | -810 | -808 | -802 | -792 | -779 | -764 | -746 | -727 | -707 | -687 | -683 | -683 | -683 | -683 | -683 | -683 | -683 | -683 | -683 | -683 | -683 | -683 | -683 | -683 | -683 | -683 | -683 | -683 | -683 | -683 | -683 | -683 | -683 | -683 | -683 | -683 | -683 | -683 | -683 | -683 | -683 | -683 | -683 | -683 | -683 | -683 | -683 | -683 | -683 | -683 | -683 | -683 | -683 | -683 | -683 | -683 | -683 | -683 | -683 | -683 | -683 | -683 | -683 | -683 | -683 | -683 | -683 | -683 | -683 | -683 | -683 | -683 | -683 | -683 | -683 | -683 | -683 | -683 | -683 | -683 | -683 | -683 | -683 | -683 | -683 | -683 | -683 | -683 | -683 | -683 | -683 | -683 | -683 | -683 | -683 | -683 | -683 | -683 | -683 | -683 | -683 | -683 | -683 | -683 | -683 | -683 | -683 | -683 | -683 | -683 | -683 | -683 | -710 | -752 | -795 | -837 | -880 | -923 | -963 | -999 | -1034 | -1067 | -1098 | -1128 | -1157 | -1185 | -1214 | -1242 | -1269 | -1296 | -1323 | -1343 | -1350 | -1342 | -1324 | -1302 | -1277 | -1250 | -1221 | -1189 | -1156 | -1121 | -1091 | -1068 | -1048 | -1030 | -1012 | -994 | -974 | -952 | -927 | -900 | -870 | -838 | -804 | -776 | -756 | -748 | -748 | -754 | -765 | -783 | -804 | -829 | -856 | -880 | -900 | -916 | -929 | -940 | -948 | -957 | -968 | -980 | -995 | -1013 | -1034 | -1056 | -1082 | -1107 | -1128 | -1141 | -1152 | -1161 | -1167 | -1169 | -1165 | -1157 | -1149 | -1142 | -1137 | -1130 | -1123 | -1117 | -1113 | -1108 | -1105 | -1101 | -1098 | -1097 | -1096 | -1095 | -1093 | -1089 | -1084 | -1077 | -1066 | -1053 | -1038 | -1022 | -1007 | -995 | -983 | -970 | -960 | -954 | -948 | -942 | -935 | -928 | -921 | -914 | -906 | -897 | -887 | -878 | -868 | -856 | -844 | -833 | -828 | -828 | -833 | -841 | -851 | -863 | -875 | -887 | -895 | -899 | -903 | -908 | -914 | -921 | -928 | -933 | -937 | -939 | -940 | -940 | -941 | -942 | -944 | -945 | -937 | -916 | -888 | -855 | -820 | -786 | -753 | -722 | -697 | -683 | -683 | -683 | -683 | -683 | -683 | -683 | -683 | -683 | -683 | -683 | -683 | -683 | -683 | -683 | -683 | -683 | -683 | -683 | -683 | -683 | -683 | -683 | -683 | -683 | -683 | -683 | -683 | -683 | -683 | -683 | -683 | -683 | -683 | -683 | -683 | -683 | -683 | -683 | -683 | -683 | -683 | -683 | -683 | -683 | -683 | -683 | -683 | -683 | -683 | -683 | -683 | -683 | -683 | -683 | -683 | -683 | -683 | -683 | -683 | -683 | -683 | -683 | -683 | -683 | -683 | -683 | -683 | -683 | -683 | -683 | -683 | -683 | -683 | -683 | -683 | -683 | -683 | -683 | -683 | -683 | -683 | -683 | -683 | -683 | -683 | -683 | -683 | -683 | -683 | -683 | -683 | -683 | -683 | -683 | -683 | -683 | -683 | -683 | -683 | -683 | -683 | -683 | -683 | -683 | -683 | -683 | -683 | -683 | -683 | -683 | -683 | -683 | -683 | -683 | -683 | -683 | -683 | -683 | -683 | -683 | -683 | -683 | -683 | -683 | -683 | -683 | -683 | -683 | -683 | -683 | -683 | -683 | -683 | -683 | -683 | -683 | -683 | -683 | -683 | -683 | -683 | -683 | -683 | -683 | -683 | -683 | -683 | -683 | -683 | -683 | -683 | -683 | -683 | -683 | -683 | -683 | -683 | -683 | -683 | -683 | -683 | -683 | -683 | -683 | -683 | -683 | -683 | -683 | -683 | -683 | -683 | -683 | -683 | -683 | -683 | -683 | -683 | -683 | -683 | -683 | -683 | -683 | -683 | -683 | -683 | -683 | -683 | -683 | -683 | -683 | -683 | -683 | -683 | -683 | -683 | -683 | -683 | -683 | -683 | -683 | -683 | -683 | -683 | -683 | -683 | -683 | -683 | -683 | -683 | -683 | -683 | -683 | -683 | -683 | -683 | -683 | -683 | -683 | -683 | -683 | -683 | -683 | -683 | -683 | -683 | -683 | -683 | -683 | -683 | -683 | -683 | -683 | -683 | -683 | -683 | -683 | -683 | -683 | -683 | -683 | -683 | -683 | -683 | -683 | -683 | -683 | -683 | -683 | -683 | -683 | -683 | -683 | -683 | -683 | -683 | -683 | -683 | -683 | -683 | -683 | -683 | -683 | -683 | -683 | -683 | -683 | -683 | -683 | -683 | -683 | -683 | -683 | -683 | -683 | -683 | -683 | -683 | -683 | -683 | -683 | -683 | -683 | -683 | -700 | -755 | -807 | -848 | -883 | -915 | -945 | -971 | -996 | -1018 | -1039 | -1058 | -1075 | -1091 | -1107 | -1122 | -1136 | -1147 | -1157 | -1166 | -1173 | -1178 | -1180 | -1179 | -1175 | -1167 | -1159 | -1153 | -1147 | -1142 | -1137 | -1135 | -1134 | -1134 | -1135 | -1136 | -1136 | -1134 | -1131 | -1125 | -1118 | -1114 | -1112 | -1110 | -1103 | -1093 | -1083 | -1075 | -1069 | -1063 | -1055 | -1043 | -1029 | -1016 | -1002 | -989 | -976 | -966 | -958 | -955 | -954 | -956 | -960 | -967 | -978 | -994 | -1017 | -1051 | -1097 | -1153 | -1213 | -1272 | -1331 | -1388 | -1446 | -1502 | -1559 | -1616 | -1671 | -1725 | -1779 | -1830 | -1879 | -1926 | -1973 | -2021 | -2069 | -2116 | -2161 | -2195 | -2217 | -2226 | -2226 | -2220 | -2210 | -2198 | -2185 | -2174 | -2167 | -2171 | -2183 | -2197 | -2212 | -2228 | -2243 | -2259 | -2274 | -2287 | -2298 | -2309 | -2318 | -2328 | -2337 | -2342 | -2346 | -2351 | -2358 | -2367 | -2376 | -2387 | -2398 | -2408 | -2418 | -2425 | -2430 | -2435 | -2439 | -2444 | -2451 | -2459 | -2468 | -2478 | -2489 | -2501 | -2512 | -2523 | -2533 | -2544 | -2555 | -2563 | -2570 | -2576 | -2581 | -2585 | -2588 | -2590 | -2591 | -2594 | -2598 | -2602 | -2607 | -2611 | -2615 | -2619 | -2622 | -2624 | -2624 | -2622 | -2620 | -2618 | -2617 | -2615 | -2613 | -2608 | -2600 | -2590 | -2580 | -2569 | -2559 | -2550 | -2543 | -2539 | -2535 | -2530 | -2526 | -2521 | -2515 | -2508 | -2500 | -2492 | -2486 | -2481 | -2476 | -2472 | -2470 | -2469 | -2466 | -2465 | -2464 | -2463 | -2463 | -2464 | -2465 | -2466 | -2467 | -2465 | -2462 | -2460 | -2459 | -2458 | -2457 | -2457 | -2457 | -2456 | -2454 | -2452 | -2448 | -2445 | -2441 | -2436 | -2432 | -2427 | -2420 | -2413 | -2405 | -2398 | -2392 | -2386 | -2380 | -2372 | -2362 | -2352 | -2341 | -2331 | -2320 | -2310 | -2302 | -2295 | -2288 | -2283 | -2277 | -2269 | -2261 | -2252 | -2243 | -2233 | -2225 | -2214 | -2201 | -2186 | -2170 | -2154 | -2140 | -2127 | -2114 | -2100 | -2087 | -2074 | -2061 | -2048 | -2036 | -2024 | -2012 | -2001 | -1990 | -1980 | -1972 | -1970 | -1970 | -1968 | -1963 | -1955 | -1945 | -1935 | -1923 | -1911 | -1898 | -1882 | -1865 | -1849 | -1833 | -1815 | -1794 | -1771 | -1746 | -1719 | -1692 | -1665 | -1637 | -1606 | -1575 | -1542 | -1508 | -1477 | -1451 | -1429 | -1410 | -1393 | -1379 | -1367 | -1355 | -1345 | -1335 | -1324 | -1311 | -1300 | -1289 | -1280 | -1272 | -1265 | -1257 | -1251 | -1246 | -1243 | -1240 | -1237 | -1240 | -1247 | -1259 | -1273 | -1289 | -1305 | -1319 | -1331 | -1341 | -1353 | -1365 | -1376 | -1389 | -1402 | -1417 | -1433 | -1450 | -1466 | -1481 | -1494 | -1505 | -1516 | -1526 | -1538 | -1544 | -1545 | -1541 | -1535 | -1528 | -1523 | -1520 | -1521 | -1524 | -1524 | -1522 | -1522 | -1524 | -1526 | -1527 | -1530 | -1533 | -1538 | -1543 | -1551 | -1560 | -1571 | -1584 | -1595 | -1608 | -1628 | -1653 | -1679 | -1703 | -1726 | -1745 | -1762 | -1776 | -1797 | -1818 | -1838 | -1855 | -1871 | -1886 | -1899 | -1910 | -1919 | -1928 | -1934 | -1940 | -1943 | -1945 | -1946 | -1941 | -1929 | -1911 | -1889 | -1866 | -1843 | -1819 | -1797 | -1777 | -1751 | -1725 | -1699 | -1674 | -1648 | -1620 | -1590 | -1560 | -1529 | -1498 | -1466 | -1435 | -1406 | -1378 | -1356 | -1342 | -1335 | -1328 | -1322 | -1314 | -1307 | -1301 | -1293 | -1285 | -1272 | -1258 | -1242 | -1226 | -1210 | -1194 | -1181 | -1169 | -1160 | -1153 | -1149 | -1145 | -1142 | -1139 | -1140 | -1143 | -1150 | -1162 | -1178 | -1198 | -1223 | -1250 | -1280 | -1311 | -1347 | -1383 | -1422 | -1465 | -1511 | -1559 | -1608 | -1657 | -1705 | -1752 | -1799 | -1846 | -1893 | -1940 | -1982 | -2017 | -2047 | -2076 | -2104 | -2129 | -2150 | -2168 | -2183 | -2196 | -2207 | -2213 | -2215 | -2214 | -2211 | -2208 | -2206 | -2207 | -2208 | -2211 | -2213 | -2215 | -2217 | -2218 | -2215 | -2209 | -2198 | -2184 | -2170 | -2156 | -2144 | -2131 | -2120 | -2111 | -2107 | -2110 | -2117 | -2123 | -2129 | -2132 | -2132 | -2130 | -2125 | -2117 | -2105 | -2091 | -2074 | -2055 | -2043 | -2043 | -2048 | -2050 | -2044 | -2032 | -2016 | -1996 | -1977 | -1956 | -1932 | -1904 | -1874 | -1844 | -1815 | -1784 | -1751 | -1717 | -1681 | -1645 | -1611 | -1580 | -1551 | -1523 | -1495 | -1464 | -1432 | -1405 | -1383 | -1364 | -1346 | -1329 | -1312 | -1294 | -1277 | -1260 | -1244 | -1228 | -1212 | -1200 | -1192 | -1187 | -1185 | -1185 | -1186 | -1186 | -1187 | -1188 | -1188 | -1189 | -1190 | -1194 | -1202 | -1215 | -1233 | -1254 | -1278 | -1299 | -1314 | -1327 | -1337 | -1347 | -1354 | -1362 | -1372 | -1384 | -1399 | -1416 | -1435 | -1457 | -1483 | -1512 | -1547 | -1587 | -1634 | -1686 | -1741 | -1795 | -1847 | -1896 | -1941 | -1980 | -2018 | -2055 | -2091 | -2127 | -2161 | -2193 | -2221 | -2245 | -2265 | -2283 | -2300 | -2314 | -2326 | -2336 | -2337 | -2329 | -2313 | -2288 | -2258 | -2226 | -2192 | -2161 | -2132 | -2111 | -2100 | -2092 | -2086 | -2082 | -2080 | -2077 | -2075 | -2073 | -2071 | -2068 | -2065 | -2060 | -2053 | -2044 | -2037 | -2033 | -2031 | -2032 | -2034 | -2034 | -2034 | -2034 | -2034 | -2034 | -2034 | -2033 | -2033 | -2032 | -2030 | -2028 | -2025 | -2022 | -2019 | -2016 | -2013 | -2010 | -2009 | -2007 | -2006 | -2007 | -2010 | -2013 | -2016 | -2019 | -2021 | -2024 | -2027 | -2029 | -2027 | -2024 | -2019 | -2014 | -2009 | -2006 | -2005 | -2005 | -2006 | -2007 | -2009 | -2011 | -2015 | -2017 | -2019 | -2024 | -2033 | -2046 | -2062 | -2081 | -2102 | -2125 | -2146 | -2164 | -2175 | -2184 | -2191 | -2196 | -2201 | -2204 | -2206 | -2206 | -2205 | -2203 | -2201 | -2197 | -2193 | -2190 | -2189 | -2188 | -2189 | -2189 | -2190 | -2189 | -2185 | -2179 | -2172 | -2165 | -2158 | -2152 | -2146 | -2141 | -2136 | -2131 | -2126 | -2120 | -2114 | -2110 | -2105 | -2103 | -2103 | -2103 | -2103 | -2094 | -2080 | -2058 | -2029 | -1997 | -1967 | -1939 | -1914 | -1898 | -1889 | -1881 | -1876 | -1871 | -1866 | -1861 | -1857 | -1852 | -1847 | -1842 | -1837 | -1831 | -1823 | -1814 | -1808 | -1808 | -1812 | -1824 | -1844 | -1867 | -1892 | -1916 | -1936 | -1950 | -1961 | -1972 | -1984 | -1998 | -2014 | -2033 | -2052 | -2073 | -2093 | -2114 | -2134 | -2153 | -2173 | -2191 | -2211 | -2237 | -2268 | -2300 | -2334 | -2367 | -2398 | -2427 | -2454 | -2478 | -2499 | -2518 | -2536 | -2552 | -2566 | -2579 | -2591 | -2602 | -2612 | -2623 | -2634 | -2644 | -2655 | -2666 | -2675 | -2676 | -2667 | -2646 | -2617 | -2585 | -2553 | -2525 | -2502 | -2489 | -2485 | -2482 | -2481 | -2479 | -2477 | -2476 | -2476 | -2478 | -2482 | -2486 | -2492 | -2500 | -2508 | -2516 | -2524 | -2529 | -2531 | -2536 | -2545 | -2556 | -2568 | -2579 | -2590 | -2598 | -2602 | -2607 | -2613 | -2622 | -2631 | -2641 | -2652 | -2663 | -2676 | -2688 | -2700 | -2712 | -2725 | -2738 | -2754 | -2772 | -2793 | -2815 | -2834 | -2851 | -2867 | -2882 | -2899 | -2916 | -2931 | -2947 | -2962 | -2976 | -2989 | -3002 | -3013 | -3024 | -3033 | -3040 | -3046 | -3050 | -3052 | -3052 | -3052 | -3054 | -3055 | -3056 | -3057 | -3059 | -3060 | -3061 | -3059 | -3056 | -3051 | -3044 | -3036 | -3028 | -3019 | -3011 | -3002 | -2993 | -2984 | -2976 | -2969 | -2963 | -2957 | -2953 | -2947 | -2937 | -2926 | -2912 | -2898 | -2884 | -2871 | -2859 | -2849 | -2849 | -2855 | -2862 | -2871 | -2879 | -2888 | -2895 | -2902 | -2908 | -2913 | -2916 | -2919 | -2921 | -2921 | -2921 | -2919 | -2916 | -2915 | -2914 | -2912 | -2910 | -2907 | -2903 | -2900 | -2894 | -2882 | -2868 | -2851 | -2832 | -2810 | -2787 | -2764 | -2739 | -2714 | -2688 | -2662 | -2635 | -2609 | -2581 | -2557 | -2543 | -2539 | -2543 | -2553 | -2564 | -2576 | -2588 | -2596 | -2596 | -2593 | -2589 | -2586 | -2583 | -2582 | -2580 | -2580 | -2581 | -2583 | -2587 | -2591 | -2596 | -2604 | -2613 | -2623 | -2628 | -2629 | -2628 | -2626 | -2625 | -2626 | -2628 | -2633 | -2641 | -2656 | -2675 | -2698 | -2724 | -2753 | -2783 | -2814 | -2844 | -2875 | -2905 | -2936 | -2966 | -2994 | -3021 | -3046 | -3067 | -3083 | -3096 | -3106 | -3113 | -3118 | -3122 | -3124 | -3133 | -3143 | -3149 | -3153 | -3155 | -3158 | -3161 | -3164 | -3168 | -3171 | -3173 | -3174 | -3176 | -3177 | -3179 | -3179 | -3176 | -3169 | -3158 | -3146 | -3133 | -3120 | -3107 | -3096 | -3087 | -3081 | -3077 | -3073 | -3068 | -3062 | -3053 | -3044 | -3034 | -3023 | -3013 | -3003 | -2993 | -2984 | -2975 | -2966 | -2958 | -2951 | -2943 | -2936 | -2931 | -2927 | -2924 | -2923 | -2921 | -2919 | -2916 | -2913 | -2912 | -2911 | -2910 | -2912 | -2915 | -2919 | -2923 | -2927 | -2930 | -2934 | -2939 | -2945 | -2957 | -2970 | -2984 | -2996 | -3006 | -3014 | -3022 | -3030 | -3036 | -3040 | -3042 | -3045 | -3048 | -3050 | -3052 | -3054 | -3056 | -3059 | -3064 | -3073 | -3081 | -3087 | -3090 | -3090 | -3085 | -3077 | -3068 | -3061 | -3055 | -3051 | -3049 | -3051 | -3051 | -3048 | -3042 | -3034 | -3025 | -3014 | -3002 | -2990 | -2977 | -2964 | -2948 | -2930 | -2912 | -2896 | -2881 | -2871 | -2872 | -2884 | -2902 | -2920 | -2937 | -2950 | -2958 | -2961 | -2964 | -2973 | -2983 | -2993 | -3003 | -3013 | -3022 | -3028 | -3032 | -3036 | -3040 | -3045 | -3050 | -3055 | -3060 | -3065 | -3069 | -3075 | -3085 | -3101 | -3122 | -3147 | -3174 | -3197 | -3206 | -3206 | -3203 | -3198 | -3193 | -3187 | -3183 | -3179 | -3176 | -3172 | -3166 | -3160 | -3151 | -3141 | -3130 | -3118 | -3102 | -3083 | -3062 | -3037 | -3008 | -2977 | -2945 | -2915 | -2897 | -2884 | -2874 | -2866 | -2860 | -2856 | -2854 | -2853 | -2853 | -2855 | -2857 | -2860 | -2866 | -2875 | -2886 | -2898 | -2905 | -2911 | -2915 | -2915 | -2914 | -2916 | -2922 | -2928 | -2929 | -2928 | -2926 | -2920 | -2914 | -2906 | -2900 | -2893 | -2888 | -2886 | -2886 | -2885 | -2880 | -2871 | -2860 | -2850 | -2844 | -2837 | -2832 | -2827 | -2821 | -2811 | -2798 | -2785 | -2777 | -2765 | -2750 | -2736 | -2721 | -2703 | -2682 | -2659 | -2633 | -2605 | -2578 | -2556 | -2539 | -2527 | -2518 | -2512 | -2512 | -2517 | -2528 | -2547 | -2571 | -2599 | -2629 | -2656 | -2679 | -2704 | -2731 | -2760 | -2790 | -2823 | -2857 | -2893 | -2930 | -2966 | -2999 | -3028 | -3054 | -3077 | -3099 | -3119 | -3136 | -3151 | -3164 | -3173 | -3179 | -3183 | -3183 | -3185 | -3191 | -3199 | -3210 | -3224 | -3240 | -3258 | -3277 | -3297 | -3318 | -3340 | -3361 | -3383 | -3404 | -3424 | -3441 | -3454 | -3459 | -3460 | -3456 | -3448 | -3436 | -3425 | -3416 | -3407 | -3395 | -3384 | -3371 | -3353 | -3329 | -3300 | -3266 | -3225 | -3182 | -3137 | -3091 | -3043 | -2995 | -2948 | -2904 | -2865 | -2837 | -2815 | -2798 | -2788 | -2784 | -2782 | -2780 | -2777 | -2773 | -2766 | -2759 | -2754 | -2751 | -2752 | -2756 | -2764 | -2774 | -2783 | -2794 | -2805 | -2818 | -2832 | -2844 | -2854 | -2861 | -2864 | -2867 | -2869 | -2872 | -2875 | -2878 | -2882 | -2886 | -2889 | -2893 | -2896 | -2899 | -2902 | -2906 | -2910 | -2914 | -2919 | -2923 | -2925 | -2926 | -2925 | -2923 | -2920 | -2915 | -2910 | -2905 | -2900 | -2894 | -2886 | -2878 | -2871 | -2863 | -2853 | -2843 | -2832 | -2822 | -2811 | -2798 | -2785 | -2771 | -2756 | -2741 | -2726 | -2715 | -2707 | -2701 | -2698 | -2700 | -2710 | -2722 | -2736 | -2756 | -2780 | -2804 | -2824 | -2843 | -2862 | -2883 | -2906 | -2931 | -2959 | -2988 | -3017 | -3048 | -3080 | -3112 | -3143 | -3172 | -3199 | -3225 | -3250 | -3268 | -3281 | -3288 | -3293 | -3294 | -3293 | -3293 | -3295 | -3303 | -3310 | -3316 | -3320 | -3323 | -3325 | -3327 | -3331 | -3336 | -3340 | -3347 | -3354 | -3363 | -3372 | -3382 | -3392 | -3404 | -3414 | -3422 | -3427 | -3431 | -3434 | -3436 | -3438 | -3442 | -3447 | -3452 | -3458 | -3465 | -3473 | -3480 | -3487 | -3494 | -3500 | -3506 | -3512 | -3517 | -3525 | -3536 | -3545 | -3549 | -3549 | -3548 | -3544 | -3539 | -3534 | -3530 | -3529 | -3533 | -3541 | -3552 | -3562 | -3571 | -3576 | -3580 | -3582 | -3583 | -3582 | -3580 | -3576 | -3570 | -3561 | -3547 | -3531 | -3524 | -3524 | -3529 | -3539 | -3552 | -3564 | -3573 | -3573 | -3555 | -3529 | -3498 | -3463 | -3425 | -3386 | -3346 | -3305 | -3264 | -3224 | -3184 | -3146 | -3107 | -3068 | -3033 | -3001 | -2971 | -2943 | -2914 | -2885 | -2856 | -2827 | -2800 | -2781 | -2771 | -2768 | -2770 | -2778 | -2789 | -2804 | -2821 | -2842 | -2864 | -2888 | -2913 | -2939 | -2966 | -2992 | -3016 | -3038 | -3057 | -3074 | -3088 | -3098 | -3106 | -3115 | -3121 | -3125 | -3129 | -3129 | -3127 | -3122 | -3117 | -3112 | -3107 | -3102 | -3096 | -3090 | -3084 | -3078 | -3071 | -3065 | -3061 | -3059 | -3061 | -3070 | -3084 | -3104 | -3126 | -3150 | -3176 | -3199 | -3216 | -3232 | -3248 | -3264 | -3279 | -3293 | -3306 | -3319 | -3331 | -3342 | -3354 | -3366 | -3379 | -3392 | -3404 | -3417 | -3425 | -3430 | -3432 | -3433 | -3433 | -3433 | -3432 | -3433 | -3439 | -3446 | -3452 | -3457 | -3462 | -3468 | -3474 | -3483 | -3492 | -3502 | -3513 | -3524 | -3536 | -3548 | -3561 | -3574 | -3583 | -3588 | -3588 | -3585 | -3582 | -3579 | -3579 | -3581 | -3586 | -3591 | -3596 | -3601 | -3606 | -3610 | -3613 | -3615 | -3615 | -3614 | -3610 | -3605 | -3599 | -3592 | -3583 | -3573 | -3568 | -3569 | -3574 | -3582 | -3589 | -3596 | -3602 | -3601 | -3592 | -3581 | -3570 | -3559 | -3549 | -3539 | -3530 | -3521 | -3513 | -3506 | -3500 | -3494 | -3491 | -3489 | -3490 | -3492 | -3495 | -3496 | -3494 | -3491 | -3487 | -3483 | -3480 | -3480 | -3487 | -3498 | -3512 | -3529 | -3548 | -3569 | -3591 | -3613 | -3636 | -3659 | -3681 | -3702 | -3723 | -3742 | -3760 | -3777 | -3791 | -3802 | -3812 | -3824 | -3836 | -3848 | -3860 | -3871 | -3882 | -3891 | -3899 | -3903 | -3906 | -3908 | -3909 | -3911 | -3914 | -3918 | -3923 | -3931 | -3940 | -3951 | -3963 | -3975 | -3986 | -3991 | -3992 | -3989 | -3985 | -3981 | -3979 | -3980 | -3985 | -3993 | -4001 | -4011 | -4020 | -4029 | -4037 | -4044 | -4050 | -4053 | -4054 | -4053 | -4049 | -4043 | -4035 | -4026 | -4019 | -4017 | -4017 | -4017 | -4017 | -4017 | -4016 | -4015 | -4012 | -4007 | -4000 | -3993 | -3985 | -3978 | -3969 | -3959 | -3950 | -3941 | -3932 | -3923 | -3915 | -3909 | -3904 | -3899 | -3893 | -3886 | -3879 | -3871 | -3862 | -3852 | -3842 | -3834 | -3823 | -3808 | -3790 | -3770 | -3751 | -3731 | -3712 | -3693 | -3674 | -3653 | -3632 | -3610 | -3588 | -3563 | -3537 | -3510 | -3486 | -3471 | -3464 | -3464 | -3468 | -3474 | -3480 | -3481 | -3476 | -3472 | -3470 | -3468 | -3466 | -3464 | -3461 | -3458 | -3455 | -3454 | -3453 | -3453 | -3453 | -3456 | -3459 | -3466 | -3472 | -3477 | -3480 | -3482 | -3482 | -3481 | -3480 | -3484 | -3496 | -3514 | -3534 | -3555 | -3577 | -3599 | -3623 | -3649 | -3677 | -3706 | -3735 | -3766 | -3798 | -3833 | -3870 | -3907 | -3945 | -3982 | -4018 | -4055 | -4092 | -4131 | -4170 | -4209 | -4249 | -4289 | -4330 | -4370 | -4412 | -4456 | -4499 | -4543 | -4585 | -4628 | -4671 | -4712 | -4752 | -4790 | -4826 | -4859 | -4889 | -4912 | -4926 | -4936 | -4943 | -4947 | -4950 | -4954 | -4957 | -4959 | -4961 | -4962 | -4962 | -4962 | -4962 | -4963 | -4965 | -4967 | -4969 | -4972 | -4975 | -4978 | -4983 | -4990 | -4998 | -5004 | -5006 | -5006 | -5003 | -5000 | -4996 | -4993 | -4994 | -4996 | -5001 | -5006 | -5011 | -5015 | -5017 | -5015 | -5009 | -4999 | -4985 | -4968 | -4948 | -4924 | -4895 | -4861 | -4825 | -4789 | -4758 | -4728 | -4699 | -4672 | -4644 | -4613 | -4573 | -4531 | -4487 | -4441 | -4396 | -4352 | -4311 | -4274 | -4242 | -4214 | -4191 | -4173 | -4159 | -4149 | -4142 | -4139 | -4139 | -4137 | -4133 | -4129 | -4124 | -4120 | -4116 | -4117 | -4125 | -4137 | -4151 | -4168 | -4185 | -4202 | -4218 | -4232 | -4244 | -4255 | -4264 | -4271 | -4276 | -4281 | -4284 | -4287 | -4291 | -4299 | -4309 | -4320 | -4331 | -4343 | -4354 | -4362 | -4367 | -4372 | -4374 | -4375 | -4374 | -4373 | -4373 | -4374 | -4376 | -4380 | -4384 | -4389 | -4395 | -4400 | -4406 | -4412 | -4417 | -4420 | -4421 | -4421 | -4420 | -4417 | -4412 | -4409 | -4405 | -4401 | -4397 | -4393 | -4388 | -4381 | -4374 | -4365 | -4355 | -4345 | -4333 | -4320 | -4307 | -4294 | -4281 | -4267 | -4252 | -4242 | -4235 | -4230 | -4228 | -4226 | -4225 | -4220 | -4211 | -4199 | -4187 | -4175 | -4164 | -4153 | -4145 | -4138 | -4132 | -4126 | -4121 | -4117 | -4111 | -4105 | -4098 | -4088 | -4076 | -4062 | -4048 | -4036 | -4025 | -4015 | -4005 | -3994 | -3979 | -3961 | -3942 | -3920 | -3897 | -3872 | -3843 | -3811 | -3776 | -3739 | -3700 | -3660 | -3620 | -3580 | -3539 | -3497 | -3457 | -3424 | -3397 | -3372 | -3350 | -3329 | -3309 | -3291 | -3274 | -3256 | -3237 | -3220 | -3203 | -3187 | -3171 | -3156 | -3141 | -3125 | -3109 | -3094 | -3080 | -3067 | -3055 | -3045 | -3037 | -3029 | -3021 | -3014 | -3007 | -2999 | -2990 | -2979 | -2965 | -2950 | -2934 | -2916 | -2898 | -2882 | -2867 | -2851 | -2837 | -2823 | -2810 | -2794 | -2778 | -2761 | -2745 | -2729 | -2716 | -2707 | -2698 | -2689 | -2682 | -2678 | -2676 | -2680 | -2690 | -2706 | -2722 | -2741 | -2761 | -2782 | -2800 | -2819 | -2838 | -2858 | -2878 | -2900 | -2923 | -2946 | -2969 | -2994 | -3017 | -3034 | -3050 | -3064 | -3076 | -3086 | -3095 | -3100 | -3102 | -3101 | -3098 | -3093 | -3085 | -3074 | -3063 | -3052 | -3040 | -3027 | -3013 | -3000 | -2986 | -2973 | -2961 | -2947 | -2934 | -2920 | -2907 | -2893 | -2878 | -2864 | -2852 | -2840 | -2829 | -2821 | -2814 | -2809 | -2806 | -2804 | -2804 | -2805 | -2807 | -2810 | -2816 | -2824 | -2833 | -2842 | -2849 | -2856 | -2862 | -2867 | -2872 | -2879 | -2886 | -2890 | -2892 | -2892 | -2892 | -2891 | -2891 | -2892 | -2896 | -2902 | -2911 | -2923 | -2937 | -2954 | -2971 | -2989 | -3007 | -3027 | -3049 | -3072 | -3097 | -3119 | -3138 | -3154 | -3170 | -3185 | -3202 | -3225 | -3255 | -3288 | -3320 | -3350 | -3378 | -3401 | -3422 | -3439 | -3454 | -3467 | -3478 | -3490 | -3502 | -3514 | -3524 | -3534 | -3541 | -3547 | -3551 | -3555 | -3558 | -3563 | -3570 | -3579 | -3586 | -3591 | -3594 | -3597 | -3599 | -3603 | -3606 | -3610 | -3613 | -3615 | -3614 | -3609 | -3601 | -3592 | -3582 | -3573 | -3566 | -3564 | -3561 | -3556 | -3549 | -3542 | -3535 | -3527 | -3520 | -3516 | -3513 | -3510 | -3508 | -3508 | -3507 | -3506 | -3505 | -3504 | -3503 | -3502 | -3501 | -3499 | -3496 | -3493 | -3489 | -3482 | -3476 | -3473 | -3471 | -3471 | -3473 | -3473 | -3468 | -3460 | -3451 | -3442 | -3432 | -3421 | -3410 | -3400 | -3390 | -3380 | -3370 | -3362 | -3355 | -3349 | -3343 | -3335 | -3326 | -3316 | -3308 | -3301 | -3296 | -3290 | -3280 | -3268 | -3258 | -3249 | -3240 | -3230 | -3218 | -3204 | -3186 | -3168 | -3150 | -3132 | -3115 | -3095 | -3074 | -3052 | -3030 | -3008 | -2990 | -2976 | -2963 | -2948 | -2932 | -2915 | -2901 | -2886 | -2869 | -2852 | -2833 | -2815 | -2799 | -2785 | -2774 | -2763 | -2755 | -2747 | -2741 | -2737 | -2737 | -2741 | -2749 | -2758 | -2764 | -2765 | -2762 | -2757 | -2749 | -2741 | -2732 | -2732 | -2741 | -2752 | -2765 | -2779 | -2793 | -2806 | -2820 | -2833 | -2846 | -2856 | -2867 | -2876 | -2884 | -2887 | -2888 | -2886 | -2881 | -2876 | -2871 | -2869 | -2871 | -2876 | -2878 | -2872 | -2861 | -2850 | -2838 | -2827 | -2815 | -2804 | -2792 | -2781 | -2773 | -2769 | -2768 | -2769 | -2771 | -2775 | -2781 | -2790 | -2804 | -2824 | -2847 | -2868 | -2884 | -2896 | -2907 | -2922 | -2941 | -2959 | -2976 | -2993 | -3011 | -3030 | -3050 | -3068 | -3084
year | CY | Max demand | Total cap | peak power vs demand
2015 | 2015 | 3869 | 9961.4415 | 2.5747 | -3707 | -3699 | -3688 | -3675 | -3660 | -3641 | -3621 | -3599 | -3577 | -3555 | -3531 | -3507 | -3481 | -3454 | -3429 | -3403 | -3378 | -3354 | -3331 | -3308 | -3287 | -3266 | -3246 | -3224 | -3200 | -3176 | -3150 | -3126 | -3104 | -3086 | -3070 | -3054 | -3036 | -3016 | -2997 | -2979 | -2963 | -2952 | -2943 | -2932 | -2916 | -2897 | -2875 | -2853 | -2831 | -2811 | -2794 | -2779 | -2767 | -2759 | -2754 | -2752 | -2751 | -2750 | -2748 | -2749 | -2754 | -2762 | -2772 | -2786 | -2801 | -2815 | -2824 | -2833 | -2842 | -2853 | -2865 | -2876 | -2885 | -2892 | -2898 | -2902 | -2904 | -2904 | -2904 | -2903 | -2902 | -2900 | -2899 | -2899 | -2901 | -2905 | -2912 | -2918 | -2923 | -2927 | -2932 | -2939 | -2946 | -2953 | -2960 | -2968 | -2976 | -2984 | -2994 | -3003 | -3013 | -3025 | -3037 | -3049 | -3061 | -3072 | -3082 | -3090 | -3095 | -3099 | -3102 | -3104 | -3106 | -3107 | -3109 | -3112 | -3115 | -3119 | -3124 | -3129 | -3134 | -3140 | -3146 | -3153 | -3160 | -3168 | -3174 | -3181 | -3188 | -3195 | -3204 | -3214 | -3219 | -3218 | -3214 | -3209 | -3203 | -3198 | -3200 | -3208 | -3220 | -3234 | -3251 | -3269 | -3287 | -3305 | -3323 | -3340 | -3355 | -3369 | -3381 | -3391 | -3402 | -3413 | -3425 | -3437 | -3449 | -3462 | -3473 | -3483 | -3490 | -3494 | -3493 | -3488 | -3481 | -3471 | -3461 | -3449 | -3438 | -3426 | -3415 | -3404 | -3393 | -3382 | -3371 | -3360 | -3348 | -3332 | -3315 | -3296 | -3280 | -3266 | -3254 | -3243 | -3233 | -3224 | -3215 | -3203 | -3190 | -3174 | -3158 | -3139 | -3118 | -3096 | -3071 | -3044 | -3015 | -2986 | -2959 | -2934 | -2911 | -2892 | -2874 | -2856 | -2839 | -2822 | -2804 | -2787 | -2773 | -2761 | -2747 | -2729 | -2710 | -2689 | -2666 | -2642 | -2618 | -2594 | -2571 | -2550 | -2531 | -2511 | -2487 | -2460 | -2428 | -2387 | -2342 | -2297 | -2254 | -2215 | -2178 | -2141 | -2103 | -2063 | -2025 | -1992 | -1962 | -1934 | -1909 | -1885 | -1863 | -1842 | -1823 | -1806 | -1793 | -1787 | -1789 | -1798 | -1815 | -1838 | -1868 | -1902 | -1940 | -1983 | -2030 | -2081 | -2135 | -2190 | -2242 | -2291 | -2340 | -2390 | -2440 | -2490 | -2540 | -2590 | -2638 | -2683 | -2724 | -2760 | -2789 | -2811 | -2830 | -2847 | -2863 | -2875 | -2880 | -2880 | -2875 | -2868 | -2859 | -2851 | -2844 | -2842 | -2839 | -2836 | -2833 | -2831 | -2830 | -2833 | -2836 | -2840 | -2844 | -2846 | -2847 | -2848 | -2850 | -2853 | -2857 | -2854 | -2842 | -2822 | -2799 | -2775 | -2750 | -2731 | -2721 | -2721 | -2724 | -2727 | -2729 | -2727 | -2723 | -2715 | -2705 | -2697 | -2690 | -2684 | -2677 | -2670 | -2661 | -2651 | -2643 | -2641 | -2646 | -2658 | -2671 | -2687 | -2703 | -2716 | -2720 | -2713 | -2703 | -2694 | -2685 | -2678 | -2672 | -2667 | -2664 | -2661 | -2662 | -2667 | -2677 | -2691 | -2708 | -2725 | -2740 | -2748 | -2753 | -2759 | -2765 | -2768 | -2769 | -2769 | -2770 | -2776 | -2784 | -2791 | -2797 | -2804 | -2809 | -2815 | -2819 | -2822 | -2823 | -2819 | -2813 | -2806 | -2797 | -2788 | -2779 | -2773 | -2769 | -2763 | -2755 | -2745 | -2732 | -2718 | -2705 | -2692 | -2679 | -2665 | -2650 | -2636 | -2623 | -2610 | -2596 | -2581 | -2566 | -2549 | -2531 | -2512 | -2493 | -2474 | -2457 | -2445 | -2441 | -2441 | -2447 | -2457 | -2471 | -2485 | -2496 | -2500 | -2505 | -2511 | -2521 | -2533 | -2546 | -2559 | -2575 | -2592 | -2611 | -2632 | -2653 | -2675 | -2697 | -2721 | -2745 | -2765 | -2780 | -2792 | -2801 | -2808 | -2813 | -2818 | -2826 | -2841 | -2859 | -2878 | -2896 | -2912 | -2927 | -2942 | -2956 | -2971 | -2985 | -3000 | -3014 | -3028 | -3041 | -3053 | -3064 | -3075 | -3083 | -3088 | -3090 | -3091 | -3092 | -3093 | -3096 | -3099 | -3103 | -3107 | -3112 | -3118 | -3123 | -3128 | -3132 | -3135 | -3136 | -3136 | -3134 | -3132 | -3129 | -3125 | -3120 | -3116 | -3116 | -3121 | -3127 | -3133 | -3139 | -3144 | -3147 | -3146 | -3141 | -3134 | -3126 | -3119 | -3112 | -3106 | -3101 | -3096 | -3094 | -3095 | -3099 | -3105 | -3112 | -3120 | -3130 | -3136 | -3135 | -3131 | -3125 | -3118 | -3110 | -3103 | -3098 | -3097 | -3096 | -3094 | -3090 | -3084 | -3077 | -3068 | -3059 | -3048 | -3034 | -3018 | -3000 | -2980 | -2960 | -2940 | -2919 | -2902 | -2889 | -2880 | -2873 | -2867 | -2862 | -2857 | -2850 | -2840 | -2830 | -2821 | -2812 | -2804 | -2798 | -2794 | -2791 | -2789 | -2789 | -2788 | -2789 | -2791 | -2793 | -2796 | -2799 | -2803 | -2810 | -2817 | -2827 | -2838 | -2850 | -2861 | -2869 | -2874 | -2878 | -2884 | -2891 | -2899 | -2907 | -2915 | -2923 | -2930 | -2938 | -2947 | -2956 | -2965 | -2974 | -2983 | -2992 | -3002 | -3011 | -3021 | -3031 | -3042 | -3052 | -3063 | -3073 | -3083 | -3093 | -3102 | -3109 | -3116 | -3122 | -3128 | -3133 | -3137 | -3142 | -3146 | -3149 | -3153 | -3156 | -3159 | -3160 | -3162 | -3166 | -3170 | -3174 | -3178 | -3182 | -3185 | -3188 | -3190 | -3192 | -3194 | -3196 | -3197 | -3198 | -3199 | -3201 | -3202 | -3205 | -3210 | -3216 | -3223 | -3232 | -3241 | -3251 | -3257 | -3256 | -3251 | -3246 | -3240 | -3234 | -3228 | -3226 | -3229 | -3233 | -3240 | -3249 | -3262 | -3276 | -3291 | -3304 | -3316 | -3325 | -3329 | -3329 | -3325 | -3317 | -3307 | -3296 | -3287 | -3283 | -3281 | -3280 | -3279 | -3279 | -3279 | -3277 | -3271 | -3265 | -3257 | -3248 | -3237 | -3226 | -3215 | -3206 | -3197 | -3190 | -3186 | -3186 | -3188 | -3193 | -3199 | -3208 | -3214 | -3216 | -3214 | -3211 | -3207 | -3204 | -3199 | -3198 | -3205 | -3217 | -3234 | -3252 | -3269 | -3283 | -3293 | -3300 | -3305 | -3306 | -3303 | -3297 | -3288 | -3278 | -3266 | -3254 | -3246 | -3243 | -3244 | -3247 | -3249 | -3251 | -3253 | -3253 | -3249 | -3240 | -3227 | -3211 | -3193 | -3178 | -3164 | -3151 | -3140 | -3130 | -3123 | -3119 | -3118 | -3116 | -3116 | -3115 | -3115 | -3116 | -3121 | -3128 | -3140 | -3153 | -3167 | -3179 | -3186 | -3192 | -3199 | -3208 | -3218 | -3231 | -3246 | -3264 | -3283 | -3304 | -3326 | -3349 | -3372 | -3397 | -3423 | -3449 | -3468 | -3476 | -3475 | -3469 | -3459 | -3448 | -3435 | -3426 | -3424 | -3424 | -3426 | -3430 | -3436 | -3441 | -3445 | -3447 | -3449 | -3451 | -3453 | -3454 | -3455 | -3456 | -3455 | -3454 | -3455 | -3459 | -3465 | -3471 | -3478 | -3485 | -3492 | -3497 | -3496 | -3494 | -3489 | -3482 | -3474 | -3465 | -3456 | -3447 | -3440 | -3433 | -3427 | -3422 | -3418 | -3414 | -3411 | -3409 | -3406 | -3400 | -3395 | -3392 | -3389 | -3388 | -3386 | -3385 | -3386 | -3390 | -3394 | -3399 | -3404 | -3409 | -3414 | -3418 | -3421 | -3424 | -3427 | -3428 | -3430 | -3434 | -3439 | -3446 | -3455 | -3463 | -3467 | -3469 | -3468 | -3466 | -3464 | -3463 | -3465 | -3469 | -3474 | -3479 | -3483 | -3488 | -3492 | -3497 | -3505 | -3513 | -3522 | -3531 | -3540 | -3548 | -3554 | -3558 | -3559 | -3561 | -3566 | -3571 | -3576 | -3582 | -3587 | -3590 | -3592 | -3593 | -3596 | -3598 | -3602 | -3608 | -3616 | -3624 | -3633 | -3641 | -3648 | -3656 | -3662 | -3667 | -3671 | -3674 | -3677 | -3682 | -3689 | -3694 | -3699 | -3704 | -3708 | -3711 | -3711 | -3708 | -3704 | -3699 | -3695 | -3689 | -3682 | -3674 | -3666 | -3657 | -3649 | -3642 | -3636 | -3631 | -3626 | -3623 | -3622 | -3624 | -3627 | -3630 | -3633 | -3637 | -3641 | -3646 | -3652 | -3658 | -3665 | -3673 | -3682 | -3692 | -3704 | -3716 | -3729 | -3743 | -3758 | -3773 | -3788 | -3804 | -3820 | -3835 | -3846 | -3851 | -3853 | -3854 | -3853 | -3850 | -3845 | -3840 | -3840 | -3846 | -3853 | -3860 | -3865 | -3868 | -3869 | -3867 | -3862 | -3854 | -3842 | -3825 | -3805 | -3782 | -3756 | -3727 | -3701 | -3682 | -3669 | -3661 | -3659 | -3662 | -3668 | -3674 | -3671 | -3661 | -3648 | -3633 | -3619 | -3604 | -3591 | -3580 | -3571 | -3564 | -3559 | -3558 | -3558 | -3561 | -3564 | -3568 | -3574 | -3581 | -3588 | -3592 | -3592 | -3588 | -3581 | -3570 | -3556 | -3538 | -3519 | -3498 | -3477 | -3454 | -3429 | -3403 | -3376 | -3348 | -3321 | -3294 | -3268 | -3242 | -3218 | -3194 | -3170 | -3144 | -3119 | -3094 | -3070 | -3048 | -3028 | -3011 | -2998 | -2991 | -2987 | -2986 | -2987 | -2989 | -2992 | -2996 | -2999 | -3002 | -3005 | -3006 | -3008 | -3010 | -3012 | -3014 | -3012 | -3007 | -3001 | -2996 | -2990 | -2984 | -2978 | -2975 | -2975 | -2977 | -2979 | -2980 | -2980 | -2981 | -2981 | -2982 | -2984 | -2988 | -2994 | -3001 | -3009 | -3016 | -3023 | -3029 | -3035 | -3041 | -3044 | -3045 | -3047 | -3047 | -3048 | -3048 | -3049 | -3053 | -3057 | -3063 | -3070 | -3077 | -3085 | -3094 | -3101 | -3107 | -3111 | -3113 | -3116 | -3120 | -3125 | -3131 | -3138 | -3142 | -3144 | -3145 | -3145 | -3145 | -3145 | -3145 | -3146 | -3149 | -3152 | -3154 | -3154 | -3153 | -3152 | -3150 | -3148 | -3147 | -3147 | -3147 | -3146 | -3145 | -3143 | -3141 | -3139 | -3137 | -3135 | -3132 | -3128 | -3124 | -3120 | -3117 | -3111 | -3104 | -3094 | -3083 | -3072 | -3060 | -3049 | -3038 | -3027 | -3015 | -3003 | -2992 | -2981 | -2970 | -2959 | -2948 | -2938 | -2931 | -2925 | -2919 | -2912 | -2904 | -2896 | -2889 | -2886 | -2884 | -2883 | -2883 | -2884 | -2886 | -2888 | -2891 | -2893 | -2896 | -2899 | -2901 | -2904 | -2907 | -2910 | -2909 | -2905 | -2898 | -2891 | -2885 | -2881 | -2878 | -2875 | -2874 | -2875 | -2878 | -2882 | -2887 | -2890 | -2894 | -2896 | -2899 | -2902 | -2905 | -2909 | -2912 | -2916 | -2919 | -2922 | -2926 | -2932 | -2938 | -2944 | -2952 | -2960 | -2969 | -2979 | -2988 | -2992 | -2996 | -2998 | -2998 | -2999 | -3000 | -3001 | -3002 | -3003 | -3003 | -3002 | -3002 | -3001 | -3000 | -2999 | -2998 | -3000 | -3006 | -3014 | -3024 | -3033 | -3041 | -3047 | -3052 | -3055 | -3055 | -3056 | -3058 | -3060 | -3062 | -3065 | -3067 | -3070 | -3073 | -3075 | -3079 | -3082 | -3085 | -3088 | -3089 | -3089 | -3086 | -3080 | -3072 | -3064 | -3057 | -3050 | -3044 | -3037 | -3029 | -3020 | -3012 | -3003 | -2992 | -2979 | -2966 | -2953 | -2938 | -2921 | -2905 | -2889 | -2876 | -2865 | -2857 | -2846 | -2833 | -2818 | -2799 | -2779 | -2757 | -2737 | -2723 | -2719 | -2720 | -2722 | -2724 | -2728 | -2732 | -2738 | -2745 | -2752 | -2760 | -2770 | -2779 | -2786 | -2791 | -2794 | -2795 | -2798 | -2800 | -2802 | -2805 | -2809 | -2813 | -2815 | -2814 | -2808 | -2800 | -2793 | -2784 | -2775 | -2768 | -2761 | -2754 | -2748 | -2742 | -2736 | -2731 | -2725 | -2718 | -2711 | -2704 | -2700 | -2702 | -2710 | -2725 | -2744 | -2767 | -2792 | -2814 | -2827 | -2832 | -2836 | -2839 | -2841 | -2843 | -2844 | -2845 | -2846 | -2849 | -2851 | -2853 | -2856 | -2860 | -2865 | -2869 | -2870 | -2868 | -2862 | -2852 | -2838 | -2820 | -2799 | -2778 | -2762 | -2754 | -2745 | -2737 | -2728 | -2719 | -2710 | -2699 | -2687 | -2674 | -2660 | -2646 | -2630 | -2614 | -2599 | -2587 | -2580 | -2581 | -2588 | -2601 | -2618 | -2637 | -2657 | -2675 | -2687 | -2692 | -2696 | -2700 | -2704 | -2707 | -2711 | -2716 | -2721 | -2726 | -2732 | -2739 | -2747 | -2754 | -2762 | -2769 | -2776 | -2780 | -2781 | -2780 | -2776 | -2773 | -2769 | -2767 | -2766 | -2767 | -2769 | -2772 | -2777 | -2782 | -2787 | -2792 | -2797 | -2802 | -2807 | -2813 | -2818 | -2824 | -2830 | -2833 | -2831 | -2827 | -2823 | -2820 | -2816 | -2810 | -2802 | -2794 | -2788 | -2787 | -2787 | -2789 | -2792 | -2797 | -2803 | -2809 | -2815 | -2821 | -2827 | -2832 | -2837 | -2844 | -2851 | -2855 | -2857 | -2854 | -2846 | -2834 | -2821 | -2808 | -2796 | -2786 | -2780 | -2778 | -2776 | -2775 | -2772 | -2768 | -2762 | -2756 | -2749 | -2743 | -2737 | -2733 | -2728 | -2721 | -2713 | -2707 | -2705 | -2706 | -2711 | -2719 | -2728 | -2737 | -2746 | -2753 | -2757 | -2759 | -2760 | -2761 | -2763 | -2766 | -2769 | -2772 | -2777 | -2781 | -2785 | -2789 | -2793 | -2798 | -2804 | -2804 | -2802 | -2798 | -2794 | -2789 | -2784 | -2779 | -2775 | -2771 | -2768 | -2759 | -2748 | -2736 | -2724 | -2711 | -2697 | -2680 | -2660 | -2637 | -2612 | -2585 | -2558 | -2529 | -2502 | -2480 | -2464 | -2456 | -2453 | -2451 | -2448 | -2446 | -2445 | -2446 | -2446 | -2445 | -2446 | -2448 | -2451 | -2454 | -2459 | -2465 | -2473 | -2484 | -2500 | -2521 | -2543 | -2567 | -2590 | -2611 | -2627 | -2637 | -2643 | -2649 | -2656 | -2662 | -2665 | -2664 | -2665 | -2673 | -2684 | -2697 | -2709 | -2722 | -2734 | -2746 | -2758 | -2768 | -2772 | -2771 | -2765 | -2757 | -2748 | -2741 | -2739 | -2739 | -2740 | -2742 | -2745 | -2751 | -2758 | -2767 | -2776 | -2783 | -2787 | -2789 | -2789 | -2788 | -2788 | -2787 | -2788 | -2789 | -2792 | -2798 | -2806 | -2817 | -2830 | -2840 | -2848 | -2855 | -2863 | -2872 | -2882 | -2892 | -2902 | -2910 | -2915 | -2916 | -2916 | -2917 | -2919 | -2922 | -2925 | -2930 | -2935 | -2941 | -2947 | -2952 | -2957 | -2960 | -2963 | -2964 | -2963 | -2962 | -2961 | -2959 | -2956 | -2952 | -2946 | -2939 | -2934 | -2935 | -2938 | -2941 | -2943 | -2944 | -2945 | -2944 | -2943 | -2943 | -2942 | -2942 | -2941 | -2941 | -2943 | -2941 | -2935 | -2924 | -2910 | -2892 | -2873 | -2854 | -2834 | -2815 | -2799 | -2782 | -2768 | -2754 | -2738 | -2722 | -2707 | -2694 | -2682 | -2671 | -2662 | -2654 | -2648 | -2643 | -2637 | -2630 | -2624 | -2617 | -2610 | -2603 | -2597 | -2591 | -2586 | -2581 | -2579 | -2581 | -2584 | -2587 | -2593 | -2601 | -2608 | -2615 | -2621 | -2627 | -2631 | -2633 | -2633 | -2631 | -2627 | -2626 | -2629 | -2632 | -2636 | -2639 | -2643 | -2647 | -2652 | -2656 | -2655 | -2649 | -2641 | -2633 | -2624 | -2614 | -2604 | -2594 | -2585 | -2576 | -2567 | -2558 | -2551 | -2546 | -2543 | -2537 | -2528 | -2515 | -2501 | -2486 | -2471 | -2454 | -2437 | -2421 | -2408 | -2396 | -2383 | -2372 | -2363 | -2356 | -2350 | -2345 | -2339 | -2333 | -2326 | -2317 | -2307 | -2294 | -2279 | -2271 | -2271 | -2283 | -2302 | -2327 | -2354 | -2383 | -2412 | -2440 | -2465 | -2486 | -2510 | -2533 | -2554 | -2573 | -2589 | -2603 | -2616 | -2629 | -2641 | -2655 | -2671 | -2688 | -2708 | -2725 | -2739 | -2748 | -2756 | -2761 | -2765 | -2767 | -2769 | -2770 | -2770 | -2769 | -2766 | -2764 | -2761 | -2760 | -2760 | -2761 | -2763 | -2765 | -2767 | -2770 | -2772 | -2774 | -2776 | -2776 | -2775 | -2772 | -2768 | -2764 | -2760 | -2757 | -2755 | -2754 | -2753 | -2754 | -2756 | -2757 | -2757 | -2756 | -2756 | -2756 | -2757 | -2757 | -2757 | -2756 | -2755 | -2753 | -2751 | -2752 | -2753 | -2754 | -2754 | -2752 | -2750 | -2748 | -2746 | -2744 | -2744 | -2743 | -2742 | -2739 | -2735 | -2731 | -2727 | -2722 | -2717 | -2712 | -2707 | -2703 | -2699 | -2695 | -2691 | -2687 | -2683 | -2678 | -2671 | -2663 | -2654 | -2644 | -2634 | -2622 | -2610 | -2599 | -2588 | -2580 | -2573 | -2566 | -2557 | -2549 | -2539 | -2530 | -2520 | -2510 | -2500 | -2489 | -2478 | -2468 | -2459 | -2449 | -2438 | -2426 | -2413 | -2401 | -2389 | -2377 | -2366 | -2354 | -2340 | -2326 | -2311 | -2297 | -2285 | -2275 | -2267 | -2260 | -2256 | -2253 | -2252 | -2252 | -2251 | -2247 | -2239 | -2229 | -2218 | -2207 | -2197 | -2188 | -2179 | -2170 | -2162 | -2160 | -2163 | -2166 | -2171 | -2175 | -2179 | -2181 | -2182 | -2185 | -2189 | -2194 | -2200 | -2209 | -2218 | -2220 | -2220 | -2220 | -2220 | -2222 | -2224 | -2225 | -2227 | -2229 | -2231 | -2233 | -2236 | -2238 | -2237 | -2235 | -2234 | -2235 | -2237 | -2240 | -2242 | -2245 | -2247 | -2248 | -2249 | -2251 | -2254 | -2257 | -2262 | -2268 | -2274 | -2280 | -2285 | -2289 | -2293 | -2296 | -2298 | -2301 | -2304 | -2310 | -2316 | -2323 | -2329 | -2333 | -2335 | -2336 | -2337 | -2337 | -2337 | -2338 | -2338 | -2337 | -2334 | -2330 | -2326 | -2322 | -2317 | -2313 | -2310 | -2308 | -2310 | -2314 | -2319 | -2323 | -2327 | -2329 | -2330 | -2331 | -2332 | -2332 | -2331 | -2332 | -2331 | -2326 | -2321 | -2315 | -2309 | -2302 | -2295 | -2288 | -2282 | -2277 | -2272 | -2260 | -2241 | -2222 | -2203 | -2185 | -2168 | -2154 | -2141 | -2129 | -2116 | -2103 | -2091 | -2078 | -2068 | -2070 | -2079 | -2094 | -2112 | -2132 | -2154 | -2176 | -2197 | -2218 | -2238 | -2257 | -2281 | -2308 | -2335 | -2362 | -2389 | -2414 | -2439 | -2464 | -2490 | -2515 | -2539 | -2563 | -2582 | -2595 | -2601 | -2604 | -2604 | -2601 | -2595 | -2586 | -2574 | -2562 | -2549 | -2540 | -2534 | -2526 | -2516 | -2506 | -2493 | -2480 | -2465 | -2451 | -2436 | -2421 | -2407 | -2393 | -2379 | -2361 | -2342 | -2319 | -2295 | -2273 | -2253 | -2236 | -2220 | -2205 | -2189 | -2173 | -2156 | -2141 | -2128 | -2117 | -2107 | -2099 | -2091 | -2084 | -2077 | -2071 | -2065 | -2060 | -2053 | -2046 | -2042 | -2042 | -2045 | -2052 | -2062 | -2076 | -2091 | -2107 | -2122 | -2129 | -2124 | -2116 | -2103 | -2088 | -2070 | -2051 | -2031 | -2010 | -1989 | -1968 | -1947 | -1926 | -1909 | -1902 | -1902 | -1907 | -1911 | -1913 | -1912 | -1908 | -1901 | -1893 | -1885 | -1881 | -1883 | -1886 | -1890 | -1896 | -1903 | -1911 | -1920 | -1931 | -1942 | -1953 | -1964 | -1975 | -1988 | -2003 | -2021 | -2042 | -2065 | -2088 | -2110 | -2132 | -2155 | -2177 | -2199 | -2217 | -2234 | -2251 | -2267 | -2282 | -2297 | -2311 | -2324 | -2335 | -2346 | -2357 | -2367 | -2378 | -2386 | -2386 | -2381 | -2374 | -2366 | -2358 | -2351 | -2344 | -2336 | -2327 | -2318 | -2314 | -2318 | -2325 | -2332 | -2341 | -2349 | -2357 | -2362 | -2366 | -2370 | -2371 | -2370 | -2365 | -2358 | -2349 | -2339 | -2323 | -2304 | -2283 | -2263 | -2245 | -2227 | -2211 | -2197 | -2181 | -2155 | -2127 | -2097 | -2067 | -2037 | -2007 | -1977 | -1947 | -1917 | -1888 | -1862 | -1840 | -1822 | -1809 | -1801 | -1802 | -1810 | -1821 | -1833 | -1847 | -1864 | -1885 | -1905 | -1924 | -1944 | -1966 | -1989 | -2011 | -2035 | -2061 | -2090 | -2120 | -2153 | -2184 | -2210 | -2229 | -2244 | -2258 | -2266 | -2266 | -2256 | -2241 | -2224 | -2206 | -2186 | -2165 | -2144 | -2125 | -2105 | -2086 | -2070 | -2056 | -2043 | -2032 | -2021 | -2011 | -2000 | -1991 | -1989 | -1994 | -2002 | -2014 | -2033 | -2062 | -2101 | -2147 | -2193 | -2239 | -2284 | -2326 | -2366 | -2403 | -2437 | -2469 | -2497 | -2522 | -2542 | -2560 | -2575 | -2590 | -2604 | -2617 | -2628 | -2636 | -2641 | -2643 | -2642 | -2640 | -2637 | -2634 | -2634 | -2635 | -2633 | -2630 | -2626 | -2624 | -2622 | -2622 | -2623 | -2627 | -2632 | -2639 | -2647 | -2656 | -2665 | -2675 | -2687 | -2700 | -2713 | -2724 | -2731 | -2735 | -2736 | -2734 | -2728 | -2718 | -2709 | -2701 | -2692 | -2684 | -2683 | -2682 | -2680 | -2678 | -2676 | -2675 | -2674 | -2673 | -2672 | -2669 | -2666 | -2661 | -2652 | -2643 | -2633 | -2626 | -2622 | -2620 | -2621 | -2624 | -2629 | -2636 | -2644 | -2650 | -2652 | -2654 | -2655 | -2657 | -2658 | -2662 | -2668 | -2676 | -2686 | -2696 | -2708 | -2720 | -2734 | -2744 | -2753 | -2762 | -2770 | -2778 | -2786 | -2794 | -2801 | -2806 | -2811 | -2816 | -2826 | -2837 | -2849 | -2859 | -2867 | -2873 | -2875 | -2876 | -2875 | -2873 | -2872 | -2871 | -2868 | -2865 | -2863 | -2861 | -2861 | -2863 | -2868 | -2874 | -2881 | -2889 | -2897 | -2904 | -2906 | -2904 | -2902 | -2900 | -2899 | -2897 | -2895 | -2893 | -2891 | -2891 | -2889 | -2888 | -2890 | -2894 | -2899 | -2902 | -2900 | -2893 | -2881 | -2865 | -2846 | -2825 | -2805 | -2786 | -2774 | -2763 | -2753 | -2745 | -2736 | -2727 | -2718 | -2706 | -2692 | -2676 | -2659 | -2642 | -2626 | -2609 | -2592 | -2573 | -2554 | -2537 | -2521 | -2507 | -2493 | -2480 | -2466 | -2451 | -2435 | -2418 | -2401 | -2383 | -2366 | -2349 | -2334 | -2320 | -2308 | -2297 | -2286 | -2276 | -2264 | -2249 | -2234 | -2217 | -2197 | -2171 | -2144 | -2114 | -2084 | -2055 | -2028 | -2007 | -1992 | -1979 | -1968 | -1957 | -1947 | -1937 | -1926 | -1916 | -1906 | -1896 | -1888 | -1879 | -1868 | -1855 | -1837 | -1814 | -1790 | -1767 | -1744 | -1724 | -1704 | -1685 | -1667 | -1649 | -1628 | -1608 | -1590 | -1573 | -1557 | -1544 | -1531 | -1518 | -1504 | -1490 | -1476 | -1463 | -1451 | -1444 | -1440 | -1440 | -1442 | -1445 | -1452 | -1461 | -1472 | -1485 | -1497 | -1508 | -1515 | -1521 | -1526 | -1528 | -1529 | -1526 | -1523 | -1519 | -1516 | -1514 | -1513 | -1510 | -1505 | -1499 | -1494 | -1491 | -1490 | -1489 | -1487 | -1484 | -1477 | -1469 | -1459 | -1448 | -1439 | -1428 | -1416 | -1408 | -1405 | -1404 | -1405 | -1406 | -1408 | -1409 | -1411 | -1414 | -1410 | -1405 | -1398 | -1393 | -1389 | -1388 | -1387 | -1388 | -1391 | -1397 | -1406 | -1416 | -1425 | -1437 | -1449 | -1460 | -1468 | -1475 | -1484 | -1495 | -1508 | -1522 | -1536 | -1549 | -1567 | -1588 | -1611 | -1632 | -1651 | -1667 | -1681 | -1691 | -1698 | -1702 | -1702 | -1702 | -1704 | -1705 | -1705 | -1704 | -1704 | -1702 | -1697 | -1690 | -1680 | -1667 | -1652 | -1637 | -1619 | -1595 | -1566 | -1533 | -1500 | -1468 | -1436 | -1405 | -1376 | -1347 | -1319 | -1292 | -1268 | -1244 | -1222 | -1202 | -1183 | -1166 | -1149 | -1133 | -1117 | -1103 | -1089 | -1077 | -1066 | -1054 | -1043 | -1031 | -1021 | -1012 | -1004 | -998 | -995 | -995 | -997 | -1001 | -1000 | -997 | -993 | -987 | -979 | -971 | -963 | -956 | -949 | -945 | -940 | -936 | -938 | -948 | -966 | -990 | -1019 | -1052 | -1088 | -1129 | -1171 | -1214 | -1254 | -1288 | -1315 | -1341 | -1366 | -1392 | -1420 | -1450 | -1482 | -1516 | -1551 | -1586 | -1621 | -1656 | -1694 | -1736 | -1779 | -1823 | -1867 | -1910 | -1948 | -1983 | -2014 | -2042 | -2068 | -2093 | -2125 | -2162 | -2200 | -2237 | -2271 | -2302 | -2331 | -2357 | -2381 | -2402 | -2422 | -2441 | -2450 | -2450 | -2444 | -2434 | -2419 | -2401 | -2380 | -2356 | -2330 | -2304 | -2279 | -2257 | -2239 | -2219 | -2198 | -2177 | -2159 | -2143 | -2126 | -2110 | -2093 | -2078 | -2063 | -2048 | -2034 | -2020 | -2005 | -1991 | -1978 | -1963 | -1949 | -1936 | -1923 | -1910 | -1898 | -1885 | -1871 | -1860 | -1850 | -1839 | -1827 | -1815 | -1805 | -1798 | -1793 | -1789 | -1785 | -1781 | -1776 | -1770 | -1764 | -1756 | -1747 | -1738 | -1728 | -1718 | -1707 | -1696 | -1684 | -1673 | -1663 | -1653 | -1644 | -1636 | -1628 | -1619 | -1609 | -1597 | -1586 | -1574 | -1563 | -1552 | -1540 | -1526 | -1511 | -1496 | -1483 | -1471 | -1461 | -1453 | -1446 | -1439 | -1433 | -1427 | -1425 | -1425 | -1425 | -1426 | -1428 | -1430 | -1432 | -1433 | -1434 | -1433 | -1431 | -1430 | -1436 | -1449 | -1465 | -1480 | -1495 | -1509 | -1523 | -1537 | -1553 | -1569 | -1587 | -1604 | -1616 | -1624 | -1630 | -1635 | -1639 | -1641 | -1643 | -1644 | -1645 | -1647 | -1648 | -1648 | -1647 | -1644 | -1639 | -1634 | -1629 | -1623 | -1617 | -1611 | -1602 | -1592 | -1580 | -1565 | -1549 | -1533 | -1521 | -1512 | -1505 | -1500 | -1496 | -1492 | -1490 | -1488 | -1487 | -1484 | -1473 | -1461 | -1445 | -1427 | -1407 | -1387 | -1367 | -1348 | -1331 | -1316 | -1303 | -1294 | -1287 | -1278 | -1266 | -1251 | -1234 | -1215 | -1195 | -1174 | -1153 | -1131 | -1108 | -1088 | -1075 | -1066 | -1062 | -1063 | -1067 | -1075 | -1083 | -1091 | -1098 | -1103 | -1107 | -1108 | -1107 | -1109 | -1113 | -1116 | -1120 | -1124 | -1130 | -1136 | -1143 | -1149 | -1155 | -1160 | -1162 | -1163 | -1160 | -1154 | -1146 | -1136 | -1126 | -1115 | -1105 | -1096 | -1088 | -1081 | -1075 | -1069 | -1065 | -1062 | -1061 | -1060 | -1058 | -1057 | -1055 | -1053 | -1052 | -1051 | -1051 | -1055 | -1068 | -1090 | -1119 | -1155 | -1198 | -1250 | -1309 | -1373 | -1437 | -1497 | -1549 | -1594 | -1634 | -1671 | -1705 | -1737 | -1767 | -1798 | -1829 | -1862 | -1895 | -1929 | -1963 | -1991 | -2014 | -2031 | -2041 | -2043 | -2036 | -2018 | -1992 | -1962 | -1932 | -1904 | -1886 | -1875 | -1867 | -1861 | -1856 | -1851 | -1846 | -1841 | -1835 | -1828 | -1820 | -1810 | -1801 | -1796 | -1793 | -1791 | -1791 | -1793 | -1798 | -1806 | -1814 | -1821 | -1827 | -1832 | -1832 | -1829 | -1828 | -1826 | -1824 | -1821 | -1818 | -1814 | -1807 | -1799 | -1788 | -1779 | -1775 | -1775 | -1775 | -1774 | -1771 | -1768 | -1764 | -1759 | -1753 | -1745 | -1739 | -1732 | -1724 | -1713 | -1700 | -1685 | -1669 | -1653 | -1637 | -1621 | -1605 | -1590 | -1577 | -1566 | -1557 | -1550 | -1547 | -1548 | -1551 | -1552 | -1550 | -1547 | -1543 | -1539 | -1534 | -1529 | -1525 | -1524 | -1523 | -1522 | -1523 | -1523 | -1522 | -1521 | -1520 | -1520 | -1519 | -1517 | -1513 | -1506 | -1498 | -1487 | -1476 | -1466 | -1460 | -1456 | -1455 | -1453 | -1449 | -1442 | -1432 | -1421 | -1410 | -1397 | -1384 | -1370 | -1357 | -1344 | -1332 | -1319 | -1306 | -1289 | -1271 | -1249 | -1224 | -1197 | -1169 | -1137 | -1102 | -1065 | -1029 | -994 | -961 | -932 | -908 | -886 | -866 | -849 | -835 | -823 | -813 | -804 | -795 | -786 | -779 | -772 | -763 | -752 | -738 | -723 | -706 | -692 | -678 | -664 | -651 | -636 | -622 | -611 | -601 | -589 | -577 | -564 | -563 | -563 | -563 | -563 | -563 | -563 | -563 | -563 | -563 | -563 | -563 | -563 | -563 | -563 | -577 | -609 | -644 | -684 | -725 | -765 | -801 | -837 | -874 | -911 | -947 | -982 | -1016 | -1048 | -1078 | -1109 | -1140 | -1168 | -1191 | -1208 | -1218 | -1226 | -1231 | -1234 | -1235 | -1232 | -1227 | -1218 | -1206 | -1194 | -1185 | -1178 | -1170 | -1162 | -1153 | -1146 | -1139 | -1132 | -1125 | -1119 | -1111 | -1104 | -1099 | -1098 | -1096 | -1091 | -1085 | -1076 | -1066 | -1056 | -1046 | -1036 | -1026 | -1015 | -1005 | -996 | -987 | -980 | -972 | -966 | -961 | -955 | -950 | -945 | -941 | -936 | -931 | -928 | -929 | -935 | -943 | -954 | -966 | -979 | -993 | -1008 | -1023 | -1039 | -1051 | -1059 | -1066 | -1072 | -1075 | -1076 | -1076 | -1076 | -1076 | -1077 | -1078 | -1081 | -1084 | -1086 | -1088 | -1091 | -1095 | -1099 | -1104 | -1107 | -1108 | -1106 | -1104 | -1100 | -1099 | -1104 | -1110 | -1118 | -1129 | -1141 | -1156 | -1173 | -1192 | -1212 | -1232 | -1248 | -1257 | -1262 | -1265 | -1263 | -1258 | -1250 | -1239 | -1228 | -1216 | -1206 | -1196 | -1188 | -1183 | -1181 | -1178 | -1174 | -1170 | -1166 | -1161 | -1154 | -1147 | -1139 | -1130 | -1122 | -1112 | -1100 | -1083 | -1063 | -1041 | -1019 | -996 | -973 | -950 | -927 | -904 | -882 | -861 | -838 | -816 | -797 | -778 | -756 | -731 | -703 | -673 | -642 | -610 | -585 | -570 | -565 | -569 | -575 | -581 | -590 | -601 | -613 | -627 | -641 | -653 | -663 | -666 | -665 | -662 | -658 | -652 | -647 | -643 | -641 | -640 | -642 | -647 | -654 | -665 | -676 | -684 | -694 | -708 | -723 | -739 | -754 | -770 | -787 | -804 | -822 | -840 | -858 | -876 | -895 | -914 | -934 | -956 | -977 | -999 | -1018 | -1035 | -1049 | -1061 | -1077 | -1097 | -1121 | -1144 | -1167 | -1190 | -1214 | -1237 | -1260 | -1282 | -1303 | -1320 | -1334 | -1346 | -1355 | -1364 | -1371 | -1377 | -1383 | -1389 | -1396 | -1402 | -1403 | -1400 | -1388 | -1371 | -1350 | -1329 | -1305 | -1278 | -1249 | -1219 | -1189 | -1160 | -1132 | -1110 | -1097 | -1086 | -1075 | -1064 | -1053 | -1042 | -1033 | -1024 | -1016 | -1010 | -1002 | -993 | -989 | -992 | -995 | -999 | -1006 | -1014 | -1022 | -1030 | -1038 | -1047 | -1056 | -1062 | -1066 | -1070 | -1076 | -1082 | -1091 | -1100 | -1109 | -1118 | -1127 | -1136 | -1143 | -1147 | -1142 | -1131 | -1116 | -1101 | -1084 | -1066 | -1048 | -1029 | -1009 | -990 | -969 | -951 | -933 | -915 | -896 | -876 | -857 | -839 | -821 | -803 | -786 | -767 | -750 | -736 | -727 | -722 | -722 | -726 | -731 | -740 | -753 | -767 | -783 | -800 | -818 | -834 | -845 | -854 | -864 | -874 | -883 | -890 | -898 | -904 | -911 | -918 | -929 | -945 | -966 | -991 | -1016 | -1041 | -1065 | -1090 | -1115 | -1142 | -1172 | -1204 | -1236 | -1267 | -1297 | -1328 | -1361 | -1394 | -1426 | -1457 | -1486 | -1512 | -1537 | -1560 | -1583 | -1606 | -1628 | -1651 | -1672 | -1693 | -1712 | -1729 | -1742 | -1751 | -1756 | -1757 | -1755 | -1750 | -1747 | -1741 | -1732 | -1722 | -1713 | -1703 | -1694 | -1685 | -1677 | -1670 | -1664 | -1656 | -1645 | -1635 | -1625 | -1618 | -1615 | -1615 | -1618 | -1622 | -1628 | -1635 | -1641 | -1645 | -1645 | -1643 | -1641 | -1638 | -1636 | -1633 | -1631 | -1628 | -1625 | -1621 | -1619 | -1621 | -1626 | -1634 | -1641 | -1647 | -1651 | -1654 | -1657 | -1658 | -1660 | -1660 | -1661 | -1662 | -1663 | -1664 | -1665 | -1667 | -1667 | -1668 | -1669 | -1670 | -1671 | -1673 | -1672 | -1669 | -1663 | -1656 | -1648 | -1639 | -1628 | -1615 | -1601 | -1584 | -1566 | -1548 | -1531 | -1517 | -1507 | -1498 | -1491 | -1485 | -1481 | -1477 | -1475 | -1474 | -1472 | -1470 | -1466 | -1457 | -1445 | -1428 | -1410 | -1390 | -1371 | -1352 | -1334 | -1318 | -1304 | -1290 | -1277 | -1266 | -1257 | -1249 | -1243 | -1238 | -1231 | -1225 | -1217 | -1209 | -1200 | -1191 | -1183 | -1178 | -1177 | -1180 | -1187 | -1197 | -1209 | -1222 | -1236 | -1250 | -1264 | -1279 | -1293 | -1307 | -1317 | -1327 | -1337 | -1347 | -1359 | -1372 | -1387 | -1405 | -1424 | -1445 | -1465 | -1483 | -1498 | -1513 | -1525 | -1535 | -1544 | -1552 | -1558 | -1565 | -1570 | -1574 | -1579 | -1584 | -1595 | -1610 | -1624 | -1638 | -1651 | -1663 | -1673 | -1680 | -1687 | -1693 | -1694 | -1690 | -1682 | -1670 | -1655 | -1639 | -1621 | -1602 | -1581 | -1560 | -1538 | -1516 | -1494 | -1473 | -1452 | -1433 | -1416 | -1401 | -1386 | -1371 | -1356 | -1339 | -1321 | -1303 | -1284 | -1263 | -1239 | -1210 | -1181 | -1153 | -1126 | -1099 | -1075 | -1052 | -1030 | -1010 | -990 | -973 | -956 | -936 | -914 | -892 | -872 | -854 | -838 | -824 | -811 | -798 | -788 | -783 | -782 | -785 | -789 | -794 | -801 | -810 | -821 | -833 | -846 | -858 | -871 | -882 | -888 | -892 | -895 | -898 | -898 | -895 | -892 | -889 | -886 | -885 | -886 | -887 | -887 | -890 | -894 | -896 | -896 | -894 | -891 | -886 | -880 | -873 | -866 | -858 | -851 | -844 | -837 | -830 | -822 | -816 | -810 | -803 | -796 | -788 | -777 | -766 | -754 | -737 | -720 | -704 | -688 | -673 | -660 | -647 | -636 | -624 | -612 | -600 | -590 | -582 | -574 | -566 | -563 | -563 | -563 | -563 | -563 | -563 | -563 | -563 | -563 | -563 | -563 | -563 | -563 | -563 | -563 | -563 | -563 | -563 | -563 | -563 | -563 | -563 | -563 | -563 | -563 | -563 | -563 | -563 | -563 | -563 | -563 | -563 | -563 | -563 | -563 | -563 | -563 | -563 | -563 | -563 | -563 | -563 | -563 | -563 | -563 | -563 | -563 | -563 | -563 | -563 | -563 | -563 | -563 | -563 | -563 | -563 | -563 | -563 | -563 | -563 | -563 | -563 | -563 | -563 | -563 | -563 | -563 | -563 | -563 | -563 | -563 | -563 | -563 | -563 | -563 | -563 | -563 | -563 | -563 | -563 | -563 | -563 | -563 | -563 | -563 | -563 | -563 | -563 | -563 | -563 | -563 | -563 | -563 | -563 | -563 | -563 | -563 | -563 | -563 | -563 | -563 | -563 | -563 | -563 | -563 | -563 | -563 | -563 | -563 | -563 | -563 | -563 | -563 | -563 | -563 | -563 | -563 | -563 | -563 | -563 | -563 | -563 | -563 | -563 | -563 | -563 | -563 | -563 | -563 | -563 | -563 | -563 | -563 | -563 | -563 | -563 | -563 | -563 | -563 | -563 | -563 | -563 | -563 | -563 | -563 | -563 | -563 | -563 | -563 | -563 | -563 | -563 | -563 | -563 | -563 | -563 | -563 | -563 | -563 | -563 | -563 | -563 | -563 | -563 | -563 | -563 | -563 | -563 | -563 | -563 | -563 | -563 | -563 | -563 | -563 | -563 | -563 | -563 | -563 | -563 | -563 | -563 | -563 | -563 | -563 | -563 | -574 | -597 | -617 | -635 | -652 | -668 | -683 | -697 | -711 | -723 | -735 | -746 | -758 | -767 | -773 | -774 | -771 | -764 | -754 | -740 | -724 | -707 | -689 | -671 | -652 | -636 | -624 | -614 | -603 | -594 | -584 | -575 | -566 | -563 | -563 | -563 | -563 | -563 | -563 | -563 | -563 | -563 | -563 | -563 | -563 | -563 | -563 | -563 | -563 | -563 | -563 | -563 | -563 | -563 | -563 | -563 | -563 | -563 | -563 | -563 | -563 | -563 | -563 | -563 | -563 | -563 | -563 | -563 | -563 | -563 | -563 | -563 | -563 | -563 | -563 | -563 | -563 | -563 | -563 | -563 | -563 | -563 | -563 | -563 | -563 | -563 | -563 | -563 | -563 | -563 | -563 | -563 | -563 | -563 | -563 | -563 | -563 | -563 | -563 | -563 | -563 | -563 | -563 | -563 | -563 | -563 | -563 | -563 | -563 | -563 | -563 | -563 | -563 | -563 | -563 | -563 | -563 | -563 | -563 | -563 | -563 | -563 | -563 | -563 | -563 | -563 | -563 | -563 | -563 | -563 | -563 | -563 | -563 | -563 | -563 | -563 | -563 | -563 | -563 | -563 | -563 | -563 | -563 | -563 | -563 | -580 | -595 | -608 | -620 | -632 | -643 | -654 | -665 | -675 | -686 | -698 | -713 | -731 | -750 | -772 | -794 | -814 | -831 | -843 | -851 | -856 | -859 | -862 | -866 | -872 | -880 | -888 | -898 | -908 | -919 | -931 | -944 | -958 | -973 | -989 | -1001 | -1009 | -1015 | -1018 | -1020 | -1021 | -1024 | -1026 | -1029 | -1032 | -1034 | -1036 | -1037 | -1039 | -1047 | -1058 | -1069 | -1079 | -1089 | -1098 | -1107 | -1113 | -1119 | -1121 | -1118 | -1114 | -1109 | -1104 | -1100 | -1097 | -1095 | -1094 | -1091 | -1086 | -1078 | -1069 | -1060 | -1050 | -1036 | -1019 | -1002 | -984 | -966 | -947 | -926 | -905 | -883 | -864 | -853 | -850 | -852 | -853 | -854 | -855 | -856 | -859 | -863 | -870 | -881 | -894 | -909 | -925 | -941 | -959 | -977 | -996 | -1016 | -1038 | -1060 | -1081 | -1104 | -1125 | -1143 | -1157 | -1171 | -1188 | -1208 | -1228 | -1247 | -1265 | -1283 | -1300 | -1315 | -1329 | -1342 | -1353 | -1365 | -1374 | -1382 | -1390 | -1396 | -1401 | -1406 | -1412 | -1417 | -1422 | -1427 | -1431 | -1433 | -1431 | -1426 | -1417 | -1406 | -1394 | -1380 | -1365 | -1349 | -1333 | -1316 | -1299 | -1286 | -1276 | -1265 | -1255 | -1245 | -1235 | -1224 | -1213 | -1201 | -1188 | -1169 | -1149 | -1126 | -1104 | -1082 | -1060 | -1039 | -1017 | -995 | -976 | -960 | -947 | -936 | -928 | -915 | -899 | -885 | -872 | -860 | -847 | -834 | -820 | -807 | -796 | -795 | -801 | -816 | -836 | -861 | -888 | -917 | -944 | -972 | -999 | -1025 | -1048 | -1070 | -1090 | -1111 | -1132 | -1151 | -1169 | -1186 | -1203 | -1222 | -1241 | -1261 | -1281 | -1296 | -1305 | -1307 | -1303 | -1293 | -1280 | -1265 | -1252 | -1238 | -1224 | -1209 | -1193 | -1177 | -1161 | -1149 | -1139 | -1131 | -1124 | -1118 | -1114 | -1110 | -1106 | -1103 | -1099 | -1092 | -1077 | -1057 | -1037 | -1018 | -1001 | -984 | -967 | -951 | -935 | -921 | -908 | -896 | -885 | -872 | -858 | -844 | -831 | -817 | -803 | -789 | -776 | -765 | -756 | -745 | -735 | -726 | -716 | -706 | -696 | -686 | -676 | -666 | -656 | -645 | -633 | -621 | -609 | -600 | -590 | -579 | -566 | -563 | -563 | -563 | -563 | -563 | -563 | -563 | -563 | -563 | -563 | -563 | -563 | -563 | -563 | -563 | -563 | -563 | -563 | -563 | -563 | -563 | -563 | -567 | -576 | -582 | -588 | -592 | -596 | -600 | -605 | -613 | -625 | -640 | -657 | -672 | -682 | -687 | -687 | -682 | -673 | -661 | -648 | -635 | -624 | -623 | -625 | -627 | -630 | -634 | -639 | -645 | -650 | -656 | -662 | -664 | -662 | -657 | -650 | -642 | -634 | -625 | -616 | -608 | -600 | -594 | -588 | -581 | -573 | -563 | -563 | -563 | -563 | -563 | -563 | -563 | -563 | -563 | -563 | -563 | -563 | -563 | -563 | -563 | -563 | -563 | -563 | -563 | -563 | -563 | -563 | -563 | -563 | -563 | -563 | -563 | -563 | -563 | -563 | -563 | -563 | -563 | -563 | -563 | -563 | -563 | -563 | -563 | -563 | -563 | -563 | -563 | -563 | -563 | -563 | -563 | -563 | -563 | -563 | -563 | -563 | -563 | -563 | -563 | -563 | -563 | -563 | -563 | -563 | -563 | -563 | -563 | -563 | -563 | -563 | -563 | -563 | -563 | -563 | -563 | -563 | -563 | -563 | -563 | -563 | -563 | -563 | -563 | -563 | -563 | -563 | -563 | -563 | -563 | -563 | -563 | -563 | -563 | -563 | -563 | -563 | -563 | -563 | -563 | -563 | -563 | -563 | -563 | -563 | -563 | -563 | -563 | -563 | -563 | -563 | -563 | -563 | -563 | -563 | -563 | -563 | -563 | -563 | -563 | -563 | -563 | -563 | -563 | -563 | -563 | -563 | -563 | -563 | -563 | -563 | -563 | -563 | -563 | -563 | -563 | -563 | -563 | -563 | -563 | -563 | -563 | -563 | -563 | -563 | -563 | -563 | -563 | -563 | -563 | -563 | -563 | -563 | -563 | -563 | -563 | -563 | -563 | -563 | -563 | -563 | -563 | -563 | -563 | -563 | -563 | -563 | -563 | -563 | -563 | -563 | -563 | -563 | -563 | -563 | -563 | -563 | -563 | -563 | -563 | -563 | -563 | -563 | -563 | -563 | -563 | -563 | -563 | -563 | -563 | -563 | -563 | -563 | -563 | -563 | -563 | -563 | -563 | -563 | -563 | -563 | -563 | -563 | -563 | -563 | -563 | -563 | -563 | -563 | -563 | -563 | -563 | -563 | -563 | -563 | -563 | -563 | -563 | -563 | -563 | -563 | -563 | -563 | -563 | -563 | -563 | -563 | -563 | -563 | -563 | -563 | -563 | -563 | -563 | -563 | -563 | -574 | -602 | -627 | -646 | -661 | -671 | -677 | -681 | -683 | -688 | -696 | -707 | -720 | -734 | -750 | -767 | -784 | -802 | -820 | -833 | -842 | -848 | -852 | -853 | -852 | -849 | -843 | -836 | -828 | -818 | -806 | -791 | -778 | -772 | -766 | -759 | -752 | -744 | -736 | -728 | -718 | -708 | -699 | -689 | -679 | -665 | -648 | -630 | -611 | -591 | -569 | -563 | -563 | -563 | -563 | -563 | -563 | -563 | -563 | -563 | -563 | -563 | -563 | -563 | -563 | -563 | -563 | -563 | -563 | -563 | -563 | -563 | -563 | -563 | -563 | -563 | -563 | -563 | -563 | -563 | -563 | -563 | -563 | -563 | -563 | -563 | -563 | -563 | -563 | -563 | -563 | -563 | -563 | -563 | -563 | -563 | -563 | -563 | -563 | -563 | -563 | -563 | -563 | -563 | -563 | -563 | -563 | -563 | -563 | -563 | -563 | -563 | -563 | -563 | -563 | -563 | -563 | -563 | -563 | -563 | -563 | -563 | -563 | -563 | -563 | -563 | -563 | -563 | -563 | -563 | -563 | -563 | -563 | -563 | -563 | -563 | -563 | -563 | -563 | -563 | -563 | -563 | -563 | -563 | -563 | -563 | -563 | -563 | -563 | -563 | -563 | -563 | -563 | -563 | -563 | -563 | -563 | -563 | -563 | -563 | -563 | -563 | -563 | -563 | -563 | -563 | -563 | -563 | -563 | -563 | -563 | -563 | -563 | -563 | -563 | -563 | -563 | -563 | -563 | -563 | -563 | -563 | -563 | -563 | -563 | -563 | -563 | -563 | -563 | -563 | -563 | -563 | -563 | -563 | -563 | -563 | -563 | -563 | -563 | -563 | -563 | -563 | -563 | -563 | -563 | -563 | -563 | -563 | -563 | -563 | -563 | -563 | -563 | -563 | -563 | -563 | -563 | -563 | -563 | -563 | -563 | -563 | -563 | -563 | -563 | -563 | -563 | -563 | -563 | -563 | -563 | -563 | -563 | -563 | -563 | -563 | -563 | -563 | -563 | -563 | -563 | -563 | -563 | -563 | -563 | -563 | -563 | -563 | -563 | -563 | -563 | -563 | -563 | -563 | -563 | -563 | -563 | -563 | -563 | -563 | -563 | -563 | -563 | -563 | -563 | -563 | -563 | -563 | -563 | -563 | -563 | -563 | -563 | -563 | -563 | -563 | -563 | -563 | -563 | -563 | -563 | -563 | -563 | -563 | -563 | -563 | -563 | -563 | -563 | -563 | -563 | -563 | -563 | -563 | -563 | -563 | -563 | -563 | -563 | -563 | -563 | -563 | -563 | -563 | -563 | -563 | -563 | -563 | -563 | -563 | -563 | -563 | -563 | -563 | -563 | -563 | -563 | -563 | -563 | -563 | -563 | -563 | -563 | -563 | -563 | -563 | -563 | -563 | -563 | -563 | -563 | -563 | -563 | -563 | -563 | -563 | -563 | -563 | -563 | -563 | -563 | -563 | -563 | -563 | -563 | -563 | -563 | -563 | -563 | -563 | -563 | -563 | -563 | -563 | -563 | -563 | -563 | -563 | -563 | -563 | -563 | -563 | -563 | -563 | -563 | -563 | -563 | -563 | -563 | -563 | -563 | -563 | -563 | -563 | -563 | -563 | -563 | -563 | -563 | -563 | -563 | -563 | -563 | -563 | -563 | -563 | -563 | -563 | -563 | -563 | -563 | -563 | -563 | -563 | -563 | -563 | -563 | -563 | -563 | -563 | -563 | -563 | -563 | -563 | -563 | -563 | -563 | -563 | -563 | -563 | -563 | -563 | -577 | -587 | -591 | -591 | -591 | -600 | -609 | -613 | -613 | -612 | -609 | -604 | -599 | -594 | -586 | -577 | -569 | -564 | -563 | -564 | -565 | -568 | -571 | -573 | -575 | -579 | -582 | -585 | -587 | -586 | -583 | -583 | -585 | -588 | -591 | -594 | -596 | -595 | -592 | -588 | -582 | -575 | -564 | -563 | -563 | -563 | -563 | -563 | -563 | -563 | -563 | -563 | -563 | -563 | -563 | -563 | -563 | -563 | -563 | -563 | -563 | -563 | -563 | -563 | -563 | -563 | -563 | -563 | -564 | -572 | -576 | -580 | -584 | -590 | -597 | -607 | -617 | -625 | -634 | -643 | -653 | -663 | -674 | -684 | -693 | -703 | -713 | -721 | -726 | -729 | -732 | -735 | -740 | -747 | -754 | -760 | -765 | -769 | -772 | -773 | -775 | -781 | -786 | -791 | -796 | -800 | -806 | -811 | -815 | -819 | -822 | -822 | -815 | -801 | -783 | -765 | -747 | -731 | -714 | -699 | -683 | -668 | -653 | -639 | -629 | -624 | -620 | -618 | -616 | -614 | -612 | -611 | -610 | -608 | -604 | -598 | -590 | -581 | -572 | -563 | -563 | -563 | -563 | -563 | -563 | -563 | -563 | -563 | -563 | -563 | -563 | -563 | -563 | -563 | -563 | -563 | -563 | -563 | -563 | -563 | -563 | -563 | -563 | -563 | -563 | -563 | -563 | -563 | -563 | -563 | -563 | -563 | -563 | -563 | -563 | -563 | -563 | -563 | -563 | -563 | -563 | -563 | -563 | -563 | -563 | -563 | -563 | -563 | -563 | -563 | -563 | -563 | -563 | -563 | -563 | -563 | -563 | -563 | -563 | -563 | -563 | -563 | -563 | -563 | -563 | -563 | -563 | -563 | -563 | -563 | -563 | -563 | -563 | -563 | -563 | -563 | -563 | -563 | -563 | -563 | -563 | -563 | -563 | -563 | -563 | -563 | -563 | -563 | -563 | -563 | -563 | -563 | -563 | -563 | -563 | -563 | -563 | -563 | -563 | -563 | -563 | -563 | -563 | -563 | -563 | -563 | -563 | -563 | -563 | -563 | -563 | -563 | -563 | -563 | -563 | -563 | -563 | -563 | -563 | -563 | -563 | -563 | -563 | -563 | -563 | -563 | -563 | -563 | -563 | -563 | -563 | -563 | -563 | -563 | -563 | -563 | -563 | -563 | -563 | -563 | -563 | -563 | -563 | -563 | -563 | -563 | -563 | -563 | -563 | -563 | -563 | -563 | -563 | -563 | -563 | -563 | -563 | -563 | -563 | -563 | -563 | -563 | -563 | -563 | -563 | -563 | -563 | -563 | -563 | -563 | -563 | -563 | -563 | -563 | -563 | -563 | -563 | -563 | -563 | -563 | -563 | -563 | -563 | -563 | -563 | -563 | -563 | -563 | -563 | -563 | -563 | -563 | -563 | -563 | -563 | -563 | -563 | -563 | -563 | -563 | -563 | -563 | -563 | -563 | -563 | -563 | -563 | -563 | -563 | -563 | -563 | -563 | -563 | -563 | -563 | -563 | -563 | -563 | -563 | -563 | -563 | -563 | -563 | -563 | -563 | -563 | -563 | -563 | -563 | -563 | -563 | -563 | -563 | -563 | -563 | -563 | -563 | -563 | -563 | -563 | -563 | -563 | -563 | -563 | -563 | -563 | -563 | -563 | -563 | -563 | -563 | -563 | -563 | -563 | -563 | -563 | -563 | -563 | -563 | -563 | -563 | -563 | -563 | -563 | -563 | -563 | -563 | -563 | -563 | -563 | -563 | -563 | -563 | -563 | -563 | -563 | -563 | -563 | -563 | -563 | -563 | -563 | -563 | -563 | -563 | -563 | -563 | -563 | -563 | -563 | -563 | -563 | -563 | -563 | -563 | -563 | -563 | -563 | -563 | -563 | -563 | -563 | -563 | -563 | -563 | -563 | -563 | -563 | -563 | -563 | -563 | -563 | -563 | -563 | -563 | -563 | -563 | -563 | -563 | -563 | -563 | -563 | -563 | -563 | -563 | -563 | -563 | -563 | -563 | -563 | -563 | -563 | -563 | -563 | -563 | -563 | -563 | -563 | -563 | -563 | -563 | -563 | -563 | -563 | -563 | -563 | -563 | -563 | -563 | -563 | -563 | -563 | -563 | -563 | -563 | -563 | -563 | -563 | -563 | -563 | -563 | -563 | -563 | -563 | -563 | -563 | -563 | -563 | -563 | -563 | -563 | -563 | -563 | -563 | -563 | -563 | -563 | -563 | -563 | -563 | -563 | -563 | -563 | -563 | -563 | -563 | -563 | -563 | -563 | -563 | -571 | -596 | -620 | -642 | -664 | -684 | -703 | -720 | -735 | -749 | -763 | -776 | -789 | -803 | -814 | -820 | -821 | -818 | -813 | -806 | -798 | -788 | -776 | -763 | -750 | -738 | -731 | -729 | -728 | -728 | -730 | -734 | -738 | -743 | -749 | -754 | -759 | -762 | -762 | -760 | -756 | -755 | -758 | -766 | -774 | -784 | -795 | -805 | -817 | -827 | -834 | -836 | -836 | -835 | -832 | -828 | -824 | -820 | -817 | -814 | -813 | -813 | -817 | -826 | -836 | -846 | -853 | -857 | -858 | -858 | -857 | -855 | -854 | -852 | -852 | -855 | -858 | -862 | -866 | -871 | -876 | -880 | -883 | -885 | -886 | -886 | -882 | -872 | -858 | -843 | -830 | -817 | -805 | -794 | -784 | -774 | -763 | -752 | -744 | -734 | -725 | -716 | -710 | -707 | -706 | -707 | -710 | -715 | -721 | -727 | -730 | -728 | -723 | -716 | -708 | -698 | -689 | -679 | -669 | -661 | -653 | -647 | -646 | -649 | -655 | -662 | -668 | -674 | -679 | -683 | -686 | -689 | -691 | -692 | -691 | -692 | -694 | -695 | -694 | -693 | -691 | -688 | -685 | -681 | -677 | -674 | -669 | -662 | -654 | -646 | -637 | -629 | -620 | -612 | -603 | -595 | -586 | -578 | -572 | -565 | -563 | -563 | -563 | -563 | -563 | -563 | -563 | -563 | -563 | -563 | -563 | -563 | -563 | -563 | -563 | -563 | -563 | -563 | -563 | -563 | -563 | -563 | -563 | -563 | -563 | -563 | -563 | -563 | -563 | -563 | -563 | -563 | -580 | -613 | -640 | -664 | -686 | -705 | -724 | -742 | -762 | -781 | -799 | -817 | -834 | -850 | -855 | -850 | -835 | -814 | -789 | -758 | -724 | -691 | -658 | -626 | -594 | -566 | -563 | -563 | -563 | -563 | -563 | -563 | -563 | -563 | -563 | -563 | -563 | -563 | -563 | -563 | -563 | -563 | -563 | -563 | -563 | -563 | -563 | -563 | -563 | -563 | -563 | -563 | -563 | -563 | -563 | -563 | -563 | -563 | -563 | -563 | -563 | -563 | -563 | -563 | -563 | -563 | -563 | -563 | -563 | -563 | -563 | -563 | -563 | -563 | -563 | -563 | -563 | -563 | -563 | -563 | -563 | -563 | -563 | -563 | -563 | -563 | -563 | -563 | -563 | -563 | -563 | -563 | -563 | -563 | -563 | -563 | -563 | -563 | -563 | -563 | -563 | -563 | -563 | -563 | -563 | -563 | -563 | -563 | -563 | -563 | -563 | -563 | -563 | -563 | -563 | -563 | -563 | -563 | -563 | -563 | -563 | -563 | -563 | -563 | -563 | -563 | -563 | -563 | -563 | -563 | -563 | -563 | -563 | -563 | -563 | -563 | -563 | -563 | -563 | -563 | -563 | -563 | -563 | -563 | -563 | -563 | -563 | -563 | -563 | -563 | -563 | -563 | -563 | -563 | -563 | -563 | -563 | -563 | -563 | -563 | -563 | -563 | -563 | -563 | -563 | -563 | -563 | -563 | -563 | -563 | -563 | -563 | -563 | -563 | -563 | -563 | -563 | -563 | -563 | -563 | -563 | -563 | -563 | -563 | -563 | -563 | -563 | -563 | -563 | -563 | -563 | -563 | -563 | -563 | -563 | -563 | -563 | -590 | -618 | -644 | -669 | -692 | -713 | -732 | -750 | -767 | -781 | -791 | -798 | -803 | -805 | -804 | -801 | -797 | -792 | -785 | -777 | -769 | -765 | -762 | -760 | -758 | -757 | -756 | -756 | -756 | -758 | -759 | -762 | -765 | -768 | -772 | -776 | -781 | -787 | -795 | -801 | -804 | -807 | -810 | -814 | -818 | -821 | -822 | -823 | -824 | -824 | -825 | -825 | -823 | -821 | -818 | -815 | -812 | -812 | -816 | -827 | -843 | -864 | -889 | -918 | -948 | -980 | -1013 | -1046 | -1077 | -1107 | -1137 | -1166 | -1195 | -1221 | -1246 | -1269 | -1292 | -1315 | -1337 | -1358 | -1379 | -1397 | -1412 | -1425 | -1432 | -1435 | -1434 | -1430 | -1424 | -1417 | -1408 | -1398 | -1391 | -1389 | -1391 | -1392 | -1395 | -1400 | -1407 | -1415 | -1425 | -1435 | -1446 | -1458 | -1469 | -1477 | -1478 | -1475 | -1471 | -1468 | -1466 | -1463 | -1462 | -1462 | -1464 | -1466 | -1468 | -1467 | -1465 | -1461 | -1458 | -1455 | -1452 | -1449 | -1446 | -1443 | -1440 | -1437 | -1434 | -1432 | -1432 | -1430 | -1425 | -1419 | -1411 | -1402 | -1392 | -1379 | -1365 | -1351 | -1341 | -1337 | -1335 | -1332 | -1329 | -1326 | -1324 | -1321 | -1320 | -1317 | -1315 | -1312 | -1308 | -1304 | -1297 | -1293 | -1292 | -1295 | -1299 | -1307 | -1316 | -1329 | -1343 | -1358 | -1369 | -1377 | -1385 | -1394 | -1403 | -1412 | -1421 | -1430 | -1437 | -1444 | -1450 | -1456 | -1460 | -1467 | -1477 | -1485 | -1486 | -1483 | -1479 | -1473 | -1465 | -1456 | -1444 | -1433 | -1424 | -1417 | -1408 | -1400 | -1392 | -1385 | -1378 | -1373 | -1369 | -1365 | -1361 | -1358 | -1355 | -1348 | -1338 | -1329 | -1322 | -1315 | -1308 | -1299 | -1290 | -1280 | -1270 | -1259 | -1247 | -1236 | -1228 | -1220 | -1214 | -1209 | -1205 | -1200 | -1194 | -1188 | -1183 | -1179 | -1176 | -1171 | -1163 | -1150 | -1131 | -1110 | -1087 | -1063 | -1039 | -1015 | -991 | -969 | -953 | -941 | -929 | -917 | -906 | -894 | -882 | -870 | -859 | -849 | -840 | -831 | -822 | -815 | -809 | -803 | -799 | -797 | -797 | -799 | -802 | -806 | -811 | -815 | -813 | -802 | -790 | -776 | -762 | -747 | -732 | -716 | -701 | -685 | -669 | -651 | -634 | -618 | -605 | -597 | -595 | -596 | -599 | -602 | -605 | -609 | -614 | -620 | -627 | -635 | -642 | -649 | -655 | -660 | -665 | -669 | -672 | -674 | -676 | -679 | -683 | -689 | -700 | -712 | -725 | -736 | -746 | -753 | -758 | -760 | -759 | -758 | -758 | -756 | -753 | -750 | -749 | -751 | -754 | -756 | -759 | -760 | -761 | -761 | -759 | -755 | -746 | -730 | -708 | -684 | -660 | -636 | -612 | -586 | -563 | -563 | -563 | -563 | -563 | -563 | -563 | -563 | -563 | -563 | -563 | -563 | -563 | -563 | -563 | -563 | -563 | -563 | -563 | -563 | -563 | -563 | -563 | -563 | -563 | -563 | -563 | -563 | -563 | -563 | -563 | -563 | -563 | -563 | -563 | -563 | -563 | -563 | -563 | -563 | -563 | -563 | -563 | -563 | -563 | -563 | -563 | -563 | -563 | -563 | -593 | -621 | -646 | -668 | -686 | -702 | -712 | -719 | -724 | -728 | -730 | -733 | -737 | -743 | -754 | -768 | -783 | -799 | -815 | -832 | -849 | -866 | -883 | -897 | -909 | -918 | -925 | -929 | -931 | -933 | -937 | -941 | -945 | -950 | -957 | -964 | -970 | -978 | -988 | -998 | -1006 | -1013 | -1019 | -1027 | -1035 | -1043 | -1053 | -1065 | -1078 | -1095 | -1114 | -1133 | -1153 | -1174 | -1195 | -1217 | -1240 | -1262 | -1284 | -1306 | -1329 | -1347 | -1357 | -1360 | -1360 | -1360 | -1359 | -1355 | -1349 | -1341 | -1332 | -1323 | -1319 | -1318 | -1320 | -1323 | -1327 | -1330 | -1333 | -1335 | -1336 | -1336 | -1335 | -1334 | -1331 | -1329 | -1325 | -1320 | -1314 | -1306 | -1297 | -1288 | -1279 | -1272 | -1266 | -1262 | -1257 | -1248 | -1237 | -1225 | -1213 | -1200 | -1187 | -1173 | -1158 | -1144 | -1130 | -1116 | -1102 | -1092 | -1088 | -1090 | -1098 | -1111 | -1131 | -1156 | -1185 | -1218 | -1251 | -1284 | -1310 | -1331 | -1352 | -1372 | -1393 | -1412 | -1430 | -1448 | -1463 | -1478 | -1491 | -1502 | -1511 | -1521 | -1535 | -1552 | -1570 | -1586 | -1597 | -1603 | -1602 | -1597 | -1587 | -1575 | -1565 | -1556 | -1546 | -1535 | -1525 | -1514 | -1504 | -1493 | -1482 | -1472 | -1462 | -1453 | -1447 | -1441 | -1433 | -1422 | -1410 | -1399 | -1390 | -1385 | -1383 | -1383 | -1384 | -1385 | -1385 | -1382 | -1378 | -1373 | -1368 | -1363 | -1360 | -1357 | -1356 | -1356 | -1354 | -1352 | -1349 | -1345 | -1342 | -1342 | -1344 | -1345 | -1345 | -1343 | -1340 | -1336 | -1333 | -1330 | -1331 | -1338 | -1346 | -1357 | -1368 | -1380 | -1393 | -1405 | -1417 | -1430 | -1443 | -1457 | -1472 | -1486 | -1494 | -1497 | -1497 | -1497 | -1496 | -1495 | -1495 | -1494 | -1494 | -1496 | -1501 | -1509 | -1517 | -1525 | -1532 | -1539 | -1546 | -1553 | -1559 | -1565 | -1572 | -1580 | -1588 | -1597 | -1604 | -1609 | -1613 | -1617 | -1621 | -1624 | -1627 | -1630 | -1632 | -1635 | -1638 | -1642 | -1646 | -1652 | -1658 | -1665 | -1673 | -1682 | -1692 | -1701 | -1710 | -1718 | -1725 | -1731 | -1736 | -1741 | -1747 | -1751 | -1753 | -1755 | -1757 | -1759 | -1761 | -1763 | -1763 | -1762 | -1759 | -1756 | -1752 | -1750 | -1750 | -1750 | -1751 | -1753 | -1756 | -1760 | -1764 | -1769 | -1773 | -1776 | -1778 | -1780 | -1785 | -1792 | -1799 | -1807 | -1817 | -1827 | -1838 | -1850 | -1863 | -1875 | -1887 | -1898 | -1907 | -1916 | -1926 | -1937 | -1947 | -1957 | -1966 | -1976 | -1983 | -1988 | -1989 | -1987 | -1982 | -1973 | -1963 | -1950 | -1936 | -1922 | -1912 | -1901 | -1890 | -1878 | -1866 | -1853 | -1841 | -1828 | -1814 | -1799 | -1784 | -1770 | -1756 | -1742 | -1729 | -1717 | -1703 | -1688 | -1672 | -1656 | -1641 | -1625 | -1610 | -1595 | -1580 | -1563 | -1547 | -1532 | -1518 | -1503 | -1488 | -1472 | -1456 | -1438 | -1419 | -1399 | -1377 | -1357 | -1342 | -1331 | -1323 | -1318 | -1316 | -1318 | -1319 | -1317 | -1311 | -1303 | -1293 | -1283 | -1274 | -1265 | -1254 | -1244 | -1234 | -1225 | -1217 | -1210 | -1203 | -1198 | -1194 | -1190 | -1186 | -1185 | -1186 | -1188 | -1188 | -1186 | -1187 | -1193 | -1204 | -1217 | -1226 | -1232 | -1236 | -1241 | -1245 | -1248 | -1251 | -1254 | -1257 | -1259 | -1261 | -1263 | -1264 | -1267 | -1272 | -1277 | -1279 | -1277 | -1273 | -1268 | -1261 | -1253 | -1243 | -1232 | -1227 | -1224 | -1220 | -1215 | -1209 | -1202 | -1196 | -1190 | -1183 | -1177 | -1171 | -1166 | -1160 | -1151 | -1144 | -1140 | -1141 | -1145 | -1149 | -1152 | -1153 | -1154 | -1156 | -1159 | -1157 | -1152 | -1147 | -1142 | -1137 | -1133 | -1129 | -1124 | -1119 | -1113 | -1107 | -1100 | -1093 | -1088 | -1087 | -1090 | -1097 | -1108 | -1123 | -1143 | -1165 | -1188 | -1209 | -1227 | -1239 | -1249 | -1258 | -1266 | -1272 | -1278 | -1282 | -1286 | -1289 | -1292 | -1295 | -1298 | -1302 | -1306 | -1309 | -1312 | -1315 | -1320 | -1326 | -1332 | -1340 | -1349 | -1357 | -1365 | -1372 | -1378 | -1384 | -1389 | -1395 | -1400 | -1406 | -1413 | -1419 | -1426 | -1432 | -1438 | -1444 | -1450 | -1454 | -1454 | -1449 | -1440 | -1428 | -1415 | -1401 | -1388 | -1377 | -1368 | -1364 | -1364 | -1365 | -1367 | -1372 | -1378 | -1385 | -1393 | -1402 | -1412 | -1422 | -1431 | -1441 | -1452 | -1465 | -1482 | -1502 | -1525 | -1549 | -1573 | -1598 | -1622 | -1646 | -1668 | -1683 | -1696 | -1708 | -1719 | -1729 | -1738 | -1747 | -1756 | -1765 | -1773 | -1783 | -1794 | -1807 | -1822 | -1841 | -1865 | -1892 | -1920 | -1948 | -1975 | -2000 | -2024 | -2045 | -2066 | -2090 | -2115 | -2142 | -2170 | -2199 | -2229 | -2259 | -2289 | -2320 | -2350 | -2380 | -2407 | -2433 | -2456 | -2469 | -2470 | -2461 | -2447 | -2429 | -2408 | -2387 | -2367 | -2350 | -2337 | -2336 | -2338 | -2341 | -2344 | -2344 | -2343 | -2342 | -2339 | -2334 | -2327 | -2317 | -2306 | -2292 | -2278 | -2270 | -2267 | -2268 | -2274 | -2282 | -2293 | -2307 | -2321 | -2334 | -2341 | -2334 | -2321 | -2306 | -2288 | -2270 | -2251 | -2231 | -2210 | -2189 | -2170 | -2154 | -2139 | -2127 | -2116 | -2108 | -2105 | -2107 | -2113 | -2122 | -2132 | -2143 | -2154 | -2163 | -2171 | -2178 | -2184 | -2188 | -2191 | -2193 | -2195 | -2197 | -2198 | -2198 | -2197 | -2195 | -2191 | -2185 | -2178 | -2168 | -2156 | -2142 | -2126 | -2108 | -2087 | -2066 | -2045 | -2025 | -2007 | -1991 | -1976 | -1963 | -1951 | -1940 | -1930 | -1922 | -1916 | -1914 | -1914 | -1917 | -1923 | -1931 | -1941 | -1949 | -1957 | -1962 | -1967 | -1973 | -1982 | -1992 | -2001 | -2010 | -2018 | -2028 | -2039 | -2051 | -2064 | -2078 | -2093 | -2109 | -2126 | -2142 | -2157 | -2171 | -2184 | -2195 | -2206 | -2217 | -2225 | -2231 | -2235 | -2235 | -2230 | -2223 | -2215 | -2208 | -2205 | -2207 | -2212 | -2218 | -2225 | -2232 | -2238 | -2241 | -2242 | -2242 | -2239 | -2235 | -2230 | -2226 | -2221 | -2215 | -2210 | -2204 | -2197 | -2190 | -2186 | -2184 | -2183 | -2184 | -2185 | -2182 | -2175 | -2166 | -2156 | -2145 | -2134 | -2123 | -2113 | -2104 | -2096 | -2089 | -2084 | -2080 | -2077 | -2075 | -2078 | -2086 | -2099 | -2116 | -2134 | -2153 | -2171 | -2189 | -2204 | -2216 | -2227 | -2238 | -2250 | -2262 | -2274 | -2286 | -2298 | -2309 | -2318 | -2326 | -2333 | -2341 | -2349 | -2357 | -2361 | -2359 | -2353 | -2343 | -2331 | -2318 | -2304 | -2291 | -2282 | -2282 | -2284 | -2287 | -2292 | -2296 | -2301 | -2304 | -2306 | -2307 | -2308 | -2309 | -2309 | -2308 | -2306 | -2302 | -2296 | -2291 | -2286 | -2282 | -2277 | -2272 | -2266 | -2260 | -2254 | -2247 | -2240 | -2232 | -2226 | -2220 | -2216 | -2215 | -2216 | -2219 | -2224 | -2232 | -2239 | -2248 | -2256 | -2262 | -2263 | -2260 | -2256 | -2252 | -2250 | -2248 | -2247 | -2246 | -2247 | -2250 | -2254 | -2257 | -2256 | -2253 | -2247 | -2239 | -2228 | -2214 | -2195 | -2174 | -2150 | -2125 | -2098 | -2077 | -2064 | -2056 | -2050 | -2042 | -2032 | -2021 | -2010 | -1998 | -1986 | -1973 | -1962 | -1954 | -1949 | -1948 | -1950 | -1955 | -1962 | -1972 | -1984 | -1997 | -2012 | -2028 | -2045 | -2061 | -2069 | -2069 | -2063 | -2053 | -2041 | -2027 | -2013 | -2001 | -1992 | -1984 | -1977 | -1970 | -1964 | -1956 | -1946 | -1932 | -1917 | -1901 | -1884 | -1867 | -1852 | -1837 | -1821 | -1805 | -1791 | -1781 | -1775 | -1769 | -1766 | -1763 | -1762 | -1763 | -1761 | -1755 | -1746 | -1734 | -1720 | -1706 | -1694 | -1685 | -1678 | -1673 | -1671 | -1670 | -1668 | -1668 | -1668 | -1670 | -1673 | -1677 | -1678 | -1680 | -1683 | -1685 | -1687 | -1687 | -1689 | -1695 | -1704 | -1714 | -1725 | -1735 | -1743 | -1750 | -1755 | -1759 | -1763 | -1766 | -1768 | -1770 | -1772 | -1775 | -1780 | -1786 | -1794 | -1802 | -1809 | -1815 | -1820 | -1825 | -1829 | -1833 | -1836 | -1840 | -1844 | -1848 | -1854 | -1861 | -1867 | -1872 | -1877 | -1882 | -1887 | -1890 | -1892 | -1895 | -1898 | -1900 | -1902 | -1902 | -1901 | -1901 | -1900 | -1901 | -1901 | -1897 | -1893 | -1886 | -1878 | -1869 | -1859 | -1849 | -1839 | -1830 | -1821 | -1812 | -1803 | -1795 | -1787 | -1780 | -1776 | -1779 | -1787 | -1801 | -1818 | -1837 | -1856 | -1873 | -1883 | -1888 | -1890 | -1893 | -1896 | -1899 | -1903 | -1908 | -1912 | -1917 | -1922 | -1928 | -1935 | -1941 | -1947 | -1951 | -1949 | -1941 | -1931 | -1917 | -1899 | -1880 | -1861 | -1844 | -1837 | -1838 | -1841 | -1846 | -1851 | -1857 | -1863 | -1870 | -1878 | -1887 | -1896 | -1907 | -1918 | -1929 | -1943 | -1956 | -1966 | -1972 | -1972 | -1970 | -1968 | -1968 | -1968 | -1970 | -1974 | -1978 | -1983 | -1989 | -1994 | -2001 | -2007 | -2013 | -2019 | -2025 | -2031 | -2037 | -2043 | -2051 | -2059 | -2068 | -2075 | -2081 | -2088 | -2096 | -2102 | -2107 | -2112 | -2119 | -2128 | -2138 | -2148 | -2159 | -2170 | -2182 | -2195 | -2209 | -2222 | -2235 | -2246 | -2256 | -2263 | -2269 | -2272 | -2275 | -2278 | -2281 | -2285 | -2287 | -2288 | -2289 | -2289 | -2291 | -2291 | -2291 | -2292 | -2293 | -2293 | -2294 | -2294 | -2294 | -2294 | -2294 | -2293 | -2292 | -2292 | -2293 | -2295 | -2296 | -2297 | -2297 | -2297 | -2297 | -2294 | -2292 | -2289 | -2285 | -2283 | -2281 | -2276 | -2270 | -2261 | -2250 | -2237 | -2221 | -2203 | -2184 | -2163 | -2143 | -2125 | -2107 | -2089 | -2072 | -2060 | -2053 | -2047 | -2045 | -2047 | -2050 | -2053 | -2054 | -2050 | -2039 | -2027 | -2015 | -2005 | -1997 | -1989 | -1983 | -1977 | -1974 | -1972 | -1970 | -1967 | -1964 | -1962 | -1961 | -1959 | -1954 | -1947 | -1937 | -1927 | -1917 | -1907 | -1898 | -1889 | -1881 | -1875 | -1871 | -1869 | -1867 | -1867 | -1868 | -1868 | -1867 | -1865 | -1864 | -1860 | -1855 | -1850 | -1844 | -1839 | -1832 | -1827 | -1823 | -1820 | -1816 | -1812 | -1807 | -1800 | -1793 | -1786 | -1779 | -1771 | -1761 | -1751 | -1739 | -1727 | -1715 | -1703 | -1690 | -1678 | -1667 | -1656 | -1642 | -1629 | -1619 | -1612 | -1604 | -1598 | -1592 | -1585 | -1577 | -1568 | -1558 | -1544 | -1527 | -1511 | -1494 | -1477 | -1461 | -1445 | -1430 | -1416 | -1401 | -1387 | -1370 | -1354 | -1340 | -1324 | -1307 | -1288 | -1270 | -1253 | -1237 | -1222 | -1210 | -1202 | -1196 | -1192 | -1190 | -1189 | -1190 | -1191 | -1194 | -1197 | -1203 | -1209 | -1217 | -1225 | -1233 | -1241 | -1248 | -1254 | -1260 | -1271 | -1283 | -1294 | -1302 | -1310 | -1317 | -1319 | -1318 | -1316 | -1311 | -1304 | -1293 | -1281 | -1268 | -1253 | -1238 | -1222 | -1205 | -1190 | -1176 | -1163 | -1152 | -1149 | -1148 | -1146 | -1144 | -1144 | -1147 | -1149 | -1151 | -1155 | -1159 | -1164 | -1169 | -1174 | -1179 | -1185 | -1192 | -1202 | -1213 | -1225 | -1237 | -1250 | -1262 | -1275 | -1287 | -1295 | -1301 | -1305 | -1308 | -1311 | -1315 | -1318 | -1321 | -1329 | -1337 | -1345 | -1356 | -1370 | -1385 | -1401 | -1417 | -1433 | -1447 | -1462 | -1476 | -1491 | -1506 | -1521 | -1538 | -1553 | -1568 | -1583 | -1598 | -1612 | -1627 | -1642 | -1658 | -1673 | -1690 | -1707 | -1725 | -1743 | -1759 | -1774 | -1787 | -1799 | -1813 | -1826 | -1839 | -1851 | -1862 | -1870 | -1876 | -1882 | -1890 | -1897 | -1903 | -1906 | -1910 | -1913 | -1918 | -1918 | -1916 | -1912 | -1905 | -1895 | -1885 | -1874 | -1864 | -1853 | -1841 | -1826 | -1810 | -1795 | -1783 | -1777 | -1776 | -1779 | -1786 | -1798 | -1814 | -1831 | -1849 | -1866 | -1880 | -1895 | -1909 | -1924 | -1938 | -1954 | -1970 | -1986 | -2002 | -2018 | -2034 | -2051 | -2070 | -2085 | -2095 | -2099 | -2097 | -2095 | -2091 | -2085 | -2076 | -2066 | -2055 | -2042 | -2027 | -2006 | -1981 | -1955 | -1926 | -1895 | -1865 | -1834 | -1804 | -1776 | -1749 | -1724 | -1700 | -1678 | -1658 | -1641 | -1627 | -1611 | -1591 | -1569 | -1547 | -1525 | -1502 | -1483 | -1472 | -1472 | -1476 | -1485 | -1497 | -1510 | -1525 | -1540 | -1554 | -1568 | -1582 | -1594 | -1605 | -1615 | -1624 | -1630 | -1634 | -1640 | -1649 | -1661 | -1673 | -1686 | -1701 | -1717 | -1727 | -1729 | -1728 | -1724 | -1717 | -1706 | -1694 | -1680 | -1665 | -1647 | -1628 | -1605 | -1579 | -1553 | -1527 | -1503 | -1480 | -1459 | -1438 | -1421 | -1408 | -1398 | -1388 | -1379 | -1371 | -1369 | -1370 | -1375 | -1384 | -1398 | -1414 | -1433 | -1453 | -1474 | -1494 | -1516 | -1539 | -1564 | -1589 | -1614 | -1636 | -1655 | -1669 | -1681 | -1690 | -1697 | -1704 | -1712 | -1719 | -1721 | -1720 | -1717 | -1712 | -1705 | -1695 | -1682 | -1666 | -1646 | -1626 | -1605 | -1585 | -1565 | -1547 | -1529 | -1514 | -1510 | -1517 | -1533 | -1554 | -1578 | -1602 | -1625 | -1644 | -1659 | -1669 | -1678 | -1685 | -1692 | -1701 | -1714 | -1734 | -1761 | -1794 | -1830 | -1870 | -1910 | -1950 | -1991 | -2032 | -2072 | -2110 | -2146 | -2180 | -2215 | -2249 | -2284 | -2319 | -2355 | -2391 | -2429 | -2468 | -2507 | -2547 | -2584 | -2619 | -2651 | -2682 | -2710 | -2734 | -2757 | -2779 | -2798 | -2816 | -2833 | -2848 | -2862 | -2875 | -2886 | -2896 | -2903 | -2910 | -2919 | -2928 | -2938 | -2948 | -2957 | -2967 | -2976 | -2987 | -2999 | -3009 | -3019 | -3031 | -3044 | -3057 | -3069 | -3081 | -3085 | -3084 | -3079 | -3073 | -3067 | -3062 | -3059 | -3060 | -3068 | -3077 | -3086 | -3095 | -3104 | -3112 | -3120 | -3127 | -3132 | -3136 | -3139 | -3143 | -3147 | -3151 | -3157 | -3163 | -3170 | -3174 | -3175 | -3175 | -3174 | -3173 | -3172 | -3175 | -3180 | -3185 | -3191 | -3197 | -3201 | -3205 | -3208 | -3210 | -3212 | -3215 | -3216 | -3216 | -3215 | -3212 | -3208 | -3203 | -3200 | -3201 | -3206 | -3210 | -3214 | -3219 | -3224 | -3224 | -3216 | -3206 | -3194 | -3182 | -3170 | -3158 | -3146 | -3133 | -3120 | -3107 | -3094 | -3082 | -3072 | -3063 | -3055 | -3048 | -3044 | -3043 | -3045 | -3049 | -3054 | -3057 | -3058 | -3058 | -3058 | -3058 | -3057 | -3057 | -3057 | -3057 | -3056 | -3056 | -3057 | -3057 | -3058 | -3059 | -3060 | -3062 | -3065 | -3067 | -3068 | -3064 | -3058 | -3052 | -3047 | -3043 | -3040 | -3039 | -3041 | -3045 | -3049 | -3054 | -3060 | -3068 | -3077 | -3088 | -3100 | -3112 | -3126 | -3139 | -3152 | -3164 | -3175 | -3184 | -3191 | -3194 | -3195 | -3194 | -3192 | -3189 | -3187 | -3185 | -3179 | -3171 | -3160 | -3147 | -3132 | -3116 | -3100 | -3086 | -3073 | -3060 | -3047 | -3034 | -3021 | -3007 | -2993 | -2982 | -2972 | -2961 | -2951 | -2942 | -2933 | -2925 | -2919 | -2910 | -2896 | -2882 | -2869 | -2855 | -2841 | -2825 | -2807 | -2785 | -2758 | -2730 | -2699 | -2667 | -2635 | -2602 | -2568 | -2531 | -2498 | -2471 | -2448 | -2428 | -2407 | -2385 | -2361 | -2341 | -2326 | -2311 | -2296 | -2281 | -2267 | -2252 | -2237 | -2223 | -2210 | -2198 | -2187 | -2177 | -2167 | -2158 | -2151 | -2145 | -2141 | -2138 | -2136 | -2134 | -2134 | -2133 | -2133 | -2128 | -2121 | -2113 | -2108 | -2104 | -2101 | -2101 | -2101 | -2104 | -2107 | -2110 | -2111 | -2112 | -2113 | -2114 | -2115 | -2116 | -2116 | -2114 | -2110 | -2101 | -2091 | -2079 | -2067 | -2060 | -2061 | -2064 | -2070 | -2076 | -2083 | -2091 | -2100 | -2108 | -2115 | -2122 | -2131 | -2142 | -2154 | -2167 | -2181 | -2194 | -2205 | -2212 | -2217 | -2220 | -2225 | -2231 | -2238 | -2247 | -2255 | -2266 | -2279 | -2294 | -2307 | -2320 | -2332 | -2343 | -2354 | -2363 | -2372 | -2379 | -2386 | -2392 | -2399 | -2407 | -2417 | -2430 | -2440 | -2448 | -2452 | -2454 | -2456 | -2461 | -2466 | -2468 | -2466 | -2461 | -2456 | -2449 | -2441 | -2434 | -2425 | -2415 | -2405 | -2394 | -2382 | -2371 | -2361 | -2351 | -2342 | -2328 | -2315 | -2304 | -2295 | -2286 | -2278 | -2270 | -2263 | -2259 | -2260 | -2262 | -2265 | -2270 | -2278 | -2288 | -2300 | -2313 | -2328 | -2343 | -2357 | -2371 | -2384 | -2394 | -2404 | -2416 | -2430 | -2443 | -2456 | -2468 | -2478 | -2486 | -2492 | -2497 | -2498 | -2499 | -2499 | -2498 | -2496 | -2493 | -2490 | -2486 | -2483 | -2481 | -2480 | -2480 | -2480 | -2481 | -2480 | -2474 | -2466 | -2456 | -2446 | -2436 | -2427 | -2420 | -2414 | -2411 | -2410 | -2412 | -2415 | -2420 | -2425 | -2429 | -2433 | -2439 | -2445 | -2451 | -2457 | -2464 | -2470 | -2476 | -2484 | -2499 | -2518 | -2539 | -2562 | -2587 | -2610 | -2629 | -2642 | -2651 | -2655 | -2657 | -2657 | -2658 | -2658 | -2660 | -2661 | -2661 | -2660 | -2657 | -2653 | -2648 | -2641 | -2635 | -2628 | -2624 | -2622 | -2624 | -2628 | -2633 | -2638 | -2640 | -2639 | -2635 | -2632 | -2628 | -2623 | -2617 | -2611 | -2604 | -2597 | -2591 | -2587 | -2586 | -2587 | -2591 | -2597 | -2605 | -2614 | -2621 | -2625 | -2626 | -2623 | -2619 | -2615 | -2618 | -2629 | -2643 | -2659 | -2677 | -2697 | -2719 | -2742 | -2766 | -2791 | -2814 | -2835 | -2854 | -2871 | -2887 | -2901 | -2914 | -2922 | -2925 | -2926 | -2924 | -2922 | -2920 | -2923 | -2930 | -2935 | -2938 | -2937 | -2932 | -2923 | -2910 | -2895 | -2877 | -2859 | -2841 | -2826 | -2812 | -2798 | -2781 | -2762 | -2741 | -2723 | -2711 | -2701 | -2695 | -2690 | -2684 | -2673 | -2658 | -2640 | -2623 | -2608 | -2597 | -2589 | -2583 | -2579 | -2579 | -2581 | -2586 | -2591 | -2596 | -2602 | -2609 | -2618 | -2629 | -2637 | -2639 | -2640 | -2639 | -2638 | -2637 | -2638 | -2641 | -2643 | -2645 | -2645 | -2643 | -2640 | -2637 | -2634 | -2630 | -2625 | -2617 | -2608 | -2599 | -2592 | -2587 | -2583 | -2581 | -2584 | -2591 | -2599 | -2609 | -2617 | -2625 | -2630 | -2635 | -2642 | -2649 | -2659 | -2670 | -2681 | -2692 | -2701 | -2709 | -2717 | -2725 | -2733 | -2740 | -2747 | -2754 | -2759 | -2763 | -2765 | -2766 | -2767 | -2768 | -2770 | -2774 | -2777 | -2777 | -2772 | -2766 | -2759 | -2752 | -2744 | -2735 | -2726 | -2718 | -2710 | -2701 | -2692 | -2682 | -2671 | -2659 | -2647 | -2634 | -2622 | -2612 | -2603 | -2594 | -2586 | -2579 | -2571 | -2564 | -2561 | -2559 | -2557 | -2555 | -2553 | -2550 | -2546 | -2542 | -2538 | -2533 | -2529 | -2524 | -2519 | -2514 | -2508 | -2503 | -2497 | -2493 | -2492 | -2493 | -2493 | -2491 | -2486 | -2479 | -2471 | -2461 | -2453 | -2444 | -2437 | -2431 | -2427 | -2423 | -2421 | -2419 | -2418 | -2416 | -2415 | -2413 | -2411 | -2410 | -2407 | -2401 | -2391 | -2379 | -2365 | -2354 | -2346 | -2339 | -2333 | -2327 | -2321 | -2315 | -2310 | -2304 | -2297 | -2290 | -2283 | -2275 | -2266 | -2259 | -2252 | -2246 | -2240 | -2234 | -2229 | -2223 | -2219 | -2216 | -2213 | -2210 | -2206 | -2204 | -2205 | -2209 | -2213 | -2218 | -2224 | -2229 | -2236 | -2243 | -2249 | -2256 | -2263 | -2270 | -2279 | -2287 | -2296 | -2306 | -2318 | -2330 | -2342 | -2353 | -2365 | -2378 | -2390 | -2404 | -2419 | -2432 | -2445 | -2456 | -2465 | -2474 | -2482 | -2489 | -2495 | -2501 | -2505 | -2509 | -2512 | -2515 | -2518 | -2521 | -2523 | -2525 | -2527 | -2529 | -2530 | -2530 | -2528 | -2522 | -2510 | -2497 | -2485 | -2476 | -2467 | -2459 | -2453 | -2448 | -2444 | -2440 | -2435 | -2429 | -2424 | -2417 | -2409 | -2401 | -2391 | -2375 | -2353 | -2331 | -2309 | -2287 | -2270 | -2258 | -2250 | -2243 | -2237 | -2229 | -2222 | -2214 | -2204 | -2191 | -2176 | -2161 | -2148 | -2138 | -2132 | -2130 | -2132 | -2138 | -2145 | -2156 | -2167 | -2175 | -2180 | -2185 | -2188 | -2192 | -2198 | -2204 | -2209 | -2213 | -2216 | -2217 | -2219 | -2223 | -2229 | -2237 | -2244 | -2250 | -2253 | -2255 | -2255 | -2255 | -2256 | -2256 | -2260 | -2267 | -2274 | -2283 | -2292 | -2301 | -2311 | -2322 | -2333 | -2344 | -2357 | -2371 | -2386 | -2401 | -2416 | -2430 | -2442 | -2452 | -2461 | -2467 | -2470 | -2470 | -2467 | -2461 | -2453 | -2443 | -2432 | -2420 | -2409 | -2398 | -2387 | -2376 | -2367 | -2358 | -2349 | -2340 | -2331 | -2321 | -2311 | -2301 | -2293 | -2284 | -2275 | -2267 | -2258 | -2250 | -2243 | -2237 | -2230 | -2224 | -2220 | -2217 | -2215 | -2212 | -2209 | -2207 | -2205 | -2203 | -2202 | -2203 | -2205 | -2210 | -2216 | -2224 | -2233 | -2242 | -2252 | -2260 | -2267 | -2274 | -2280 | -2288 | -2297 | -2307 | -2317 | -2327 | -2337 | -2346 | -2355 | -2359 | -2362 | -2363 | -2362 | -2360 | -2357 | -2353 | -2348 | -2344 | -2339 | -2335 | -2331 | -2328 | -2326 | -2324 | -2323 | -2322 | -2320 | -2319 | -2319 | -2320 | -2322 | -2320 | -2316 | -2313 | -2311 | -2311 | -2313 | -2317 | -2321 | -2325 | -2329 | -2333 | -2337 | -2341 | -2347 | -2354 | -2361 | -2369 | -2379 | -2395 | -2417 | -2442 | -2468 | -2495 | -2519 | -2540 | -2562 | -2584 | -2604 | -2623 | -2640 | -2655 | -2668 | -2680 | -2690 | -2701 | -2712 | -2722 | -2733 | -2744 | -2755 | -2767 | -2779 | -2791 | -2803 | -2813 | -2823 | -2832 | -2841 | -2854 | -2875 | -2898 | -2921 | -2945 | -2971 | -2998 | -3026 | -3055 | -3084 | -3113 | -3142 | -3169 | -3195 | -3220 | -3243 | -3266 | -3286 | -3302 | -3316 | -3329 | -3340 | -3351 | -3361 | -3365 | -3362 | -3355 | -3347 | -3338 | -3327 | -3313 | -3299 | -3282 | -3264
2020 | 2015 | 0 | 8880.0184 | #DIV/0!
2025 | 2015 | 0 | 7798.5953 | #DIV/0!
2030 | 2015 | 4385 | 7863.8101 | 1.7933 | -4202 | -4192 | -4181 | -4166 | -4148 | -4128 | -4105 | -4080 | -4055 | -4029 | -4003 | -3975 | -3945 | -3916 | -3886 | -3857 | -3830 | -3802 | -3776 | -3750 | -3726 | -3703 | -3679 | -3654 | -3628 | -3600 | -3571 | -3543 | -3519 | -3498 | -3480 | -3462 | -3441 | -3419 | -3398 | -3377 | -3359 | -3346 | -3336 | -3324 | -3305 | -3283 | -3259 | -3233 | -3209 | -3187 | -3167 | -3150 | -3137 | -3127 | -3122 | -3120 | -3118 | -3117 | -3115 | -3116 | -3121 | -3130 | -3142 | -3157 | -3175 | -3190 | -3201 | -3211 | -3222 | -3234 | -3247 | -3260 | -3270 | -3279 | -3284 | -3289 | -3292 | -3292 | -3292 | -3291 | -3289 | -3287 | -3286 | -3286 | -3288 | -3293 | -3300 | -3307 | -3313 | -3318 | -3324 | -3331 | -3339 | -3347 | -3355 | -3364 | -3373 | -3383 | -3393 | -3404 | -3415 | -3429 | -3443 | -3457 | -3470 | -3483 | -3494 | -3502 | -3508 | -3512 | -3516 | -3519 | -3521 | -3522 | -3524 | -3527 | -3531 | -3535 | -3541 | -3546 | -3553 | -3560 | -3567 | -3574 | -3582 | -3590 | -3598 | -3606 | -3613 | -3622 | -3632 | -3643 | -3649 | -3648 | -3643 | -3637 | -3631 | -3625 | -3627 | -3636 | -3650 | -3666 | -3685 | -3705 | -3726 | -3747 | -3767 | -3786 | -3803 | -3819 | -3832 | -3844 | -3856 | -3869 | -3882 | -3896 | -3909 | -3924 | -3937 | -3948 | -3956 | -3961 | -3960 | -3954 | -3945 | -3935 | -3923 | -3910 | -3897 | -3883 | -3871 | -3858 | -3846 | -3833 | -3821 | -3809 | -3795 | -3777 | -3757 | -3736 | -3718 | -3702 | -3688 | -3676 | -3665 | -3654 | -3644 | -3631 | -3616 | -3598 | -3579 | -3558 | -3535 | -3509 | -3481 | -3451 | -3418 | -3385 | -3354 | -3325 | -3300 | -3278 | -3258 | -3237 | -3218 | -3198 | -3178 | -3159 | -3143 | -3130 | -3114 | -3094 | -3072 | -3048 | -3022 | -2995 | -2967 | -2940 | -2914 | -2891 | -2869 | -2846 | -2820 | -2789 | -2752 | -2706 | -2654 | -2604 | -2555 | -2511 | -2469 | -2427 | -2383 | -2338 | -2296 | -2258 | -2224 | -2192 | -2163 | -2137 | -2112 | -2088 | -2066 | -2047 | -2033 | -2026 | -2027 | -2038 | -2057 | -2084 | -2117 | -2156 | -2199 | -2247 | -2301 | -2359 | -2420 | -2482 | -2541 | -2597 | -2652 | -2709 | -2765 | -2822 | -2880 | -2936 | -2990 | -3041 | -3088 | -3128 | -3161 | -3186 | -3208 | -3228 | -3245 | -3259 | -3265 | -3265 | -3259 | -3251 | -3241 | -3231 | -3224 | -3221 | -3219 | -3215 | -3211 | -3209 | -3208 | -3211 | -3215 | -3220 | -3223 | -3226 | -3227 | -3228 | -3231 | -3234 | -3238 | -3235 | -3221 | -3199 | -3173 | -3145 | -3118 | -3095 | -3085 | -3085 | -3088 | -3091 | -3093 | -3092 | -3086 | -3077 | -3067 | -3057 | -3049 | -3042 | -3035 | -3027 | -3016 | -3005 | -2996 | -2993 | -3000 | -3013 | -3028 | -3046 | -3064 | -3079 | -3083 | -3076 | -3064 | -3053 | -3044 | -3035 | -3029 | -3023 | -3020 | -3017 | -3018 | -3023 | -3035 | -3051 | -3070 | -3089 | -3105 | -3115 | -3121 | -3128 | -3134 | -3137 | -3139 | -3139 | -3140 | -3147 | -3155 | -3163 | -3171 | -3178 | -3185 | -3191 | -3196 | -3199 | -3200 | -3196 | -3189 | -3180 | -3170 | -3160 | -3150 | -3144 | -3139 | -3132 | -3123 | -3111 | -3097 | -3081 | -3067 | -3052 | -3037 | -3021 | -3004 | -2987 | -2973 | -2958 | -2943 | -2926 | -2908 | -2889 | -2869 | -2847 | -2826 | -2805 | -2785 | -2772 | -2767 | -2767 | -2773 | -2785 | -2801 | -2817 | -2829 | -2834 | -2839 | -2846 | -2858 | -2871 | -2886 | -2901 | -2919 | -2938 | -2960 | -2983 | -3007 | -3032 | -3058 | -3084 | -3111 | -3134 | -3151 | -3164 | -3174 | -3182 | -3189 | -3195 | -3203 | -3220 | -3241 | -3262 | -3282 | -3301 | -3318 | -3335 | -3351 | -3368 | -3384 | -3400 | -3417 | -3432 | -3447 | -3461 | -3474 | -3486 | -3495 | -3500 | -3502 | -3504 | -3505 | -3506 | -3510 | -3513 | -3517 | -3522 | -3528 | -3534 | -3540 | -3546 | -3550 | -3554 | -3555 | -3555 | -3553 | -3550 | -3547 | -3542 | -3536 | -3532 | -3532 | -3537 | -3544 | -3551 | -3558 | -3564 | -3568 | -3566 | -3560 | -3552 | -3544 | -3536 | -3528 | -3521 | -3515 | -3509 | -3507 | -3508 | -3513 | -3520 | -3527 | -3537 | -3548 | -3554 | -3554 | -3549 | -3542 | -3534 | -3526 | -3517 | -3512 | -3510 | -3510 | -3507 | -3502 | -3496 | -3487 | -3478 | -3467 | -3454 | -3439 | -3421 | -3400 | -3378 | -3356 | -3332 | -3309 | -3289 | -3274 | -3264 | -3257 | -3250 | -3244 | -3238 | -3231 | -3219 | -3208 | -3197 | -3187 | -3179 | -3172 | -3167 | -3164 | -3162 | -3161 | -3161 | -3162 | -3163 | -3166 | -3169 | -3173 | -3177 | -3185 | -3194 | -3204 | -3217 | -3231 | -3243 | -3253 | -3257 | -3263 | -3269 | -3277 | -3286 | -3295 | -3304 | -3313 | -3321 | -3331 | -3341 | -3351 | -3361 | -3371 | -3381 | -3392 | -3403 | -3413 | -3424 | -3436 | -3448 | -3460 | -3472 | -3484 | -3495 | -3506 | -3516 | -3524 | -3532 | -3539 | -3545 | -3551 | -3556 | -3561 | -3566 | -3570 | -3574 | -3577 | -3580 | -3582 | -3584 | -3588 | -3593 | -3598 | -3602 | -3607 | -3610 | -3613 | -3616 | -3618 | -3620 | -3622 | -3624 | -3625 | -3626 | -3628 | -3630 | -3633 | -3638 | -3645 | -3654 | -3663 | -3674 | -3686 | -3692 | -3691 | -3686 | -3679 | -3672 | -3666 | -3659 | -3657 | -3660 | -3665 | -3672 | -3683 | -3697 | -3714 | -3730 | -3746 | -3759 | -3769 | -3774 | -3774 | -3769 | -3760 | -3749 | -3736 | -3726 | -3722 | -3720 | -3718 | -3717 | -3717 | -3717 | -3714 | -3708 | -3701 | -3692 | -3682 | -3670 | -3657 | -3645 | -3634 | -3624 | -3616 | -3612 | -3611 | -3614 | -3619 | -3627 | -3636 | -3643 | -3645 | -3643 | -3639 | -3636 | -3631 | -3627 | -3625 | -3633 | -3647 | -3666 | -3686 | -3705 | -3721 | -3733 | -3741 | -3746 | -3747 | -3744 | -3737 | -3727 | -3715 | -3702 | -3689 | -3680 | -3676 | -3678 | -3681 | -3683 | -3686 | -3687 | -3687 | -3682 | -3673 | -3658 | -3640 | -3620 | -3602 | -3586 | -3572 | -3559 | -3548 | -3540 | -3536 | -3534 | -3533 | -3532 | -3531 | -3530 | -3532 | -3537 | -3546 | -3559 | -3574 | -3590 | -3604 | -3612 | -3619 | -3626 | -3636 | -3648 | -3662 | -3679 | -3700 | -3722 | -3745 | -3770 | -3796 | -3823 | -3851 | -3880 | -3909 | -3931 | -3940 | -3939 | -3932 | -3921 | -3908 | -3894 | -3883 | -3881 | -3881 | -3884 | -3888 | -3894 | -3900 | -3905 | -3908 | -3910 | -3912 | -3914 | -3916 | -3917 | -3917 | -3917 | -3915 | -3916 | -3921 | -3928 | -3935 | -3942 | -3950 | -3958 | -3964 | -3963 | -3960 | -3955 | -3947 | -3938 | -3928 | -3917 | -3908 | -3899 | -3892 | -3885 | -3879 | -3875 | -3870 | -3867 | -3865 | -3860 | -3854 | -3849 | -3845 | -3842 | -3840 | -3838 | -3837 | -3839 | -3842 | -3847 | -3853 | -3859 | -3865 | -3870 | -3875 | -3878 | -3881 | -3884 | -3886 | -3889 | -3893 | -3899 | -3906 | -3916 | -3926 | -3930 | -3932 | -3931 | -3929 | -3926 | -3926 | -3928 | -3933 | -3938 | -3943 | -3948 | -3954 | -3958 | -3964 | -3973 | -3983 | -3993 | -4003 | -4013 | -4021 | -4028 | -4033 | -4034 | -4037 | -4042 | -4047 | -4054 | -4060 | -4066 | -4070 | -4071 | -4073 | -4076 | -4079 | -4083 | -4089 | -4098 | -4108 | -4118 | -4127 | -4136 | -4144 | -4151 | -4157 | -4161 | -4164 | -4169 | -4174 | -4181 | -4188 | -4193 | -4198 | -4203 | -4207 | -4206 | -4203 | -4198 | -4193 | -4188 | -4181 | -4174 | -4165 | -4155 | -4145 | -4136 | -4128 | -4122 | -4115 | -4110 | -4107 | -4106 | -4108 | -4111 | -4114 | -4118 | -4122 | -4127 | -4133 | -4139 | -4146 | -4154 | -4164 | -4174 | -4185 | -4198 | -4212 | -4227 | -4243 | -4260 | -4277 | -4294 | -4312 | -4330 | -4347 | -4359 | -4365 | -4368 | -4369 | -4367 | -4364 | -4358 | -4352 | -4353 | -4360 | -4368 | -4376 | -4381 | -4385 | -4385 | -4383 | -4377 | -4368 | -4355 | -4336 | -4313 | -4287 | -4257 | -4224 | -4195 | -4173 | -4158 | -4149 | -4147 | -4151 | -4158 | -4164 | -4161 | -4150 | -4135 | -4119 | -4102 | -4085 | -4070 | -4058 | -4048 | -4040 | -4035 | -4033 | -4034 | -4036 | -4040 | -4044 | -4051 | -4059 | -4067 | -4071 | -4071 | -4067 | -4059 | -4047 | -4030 | -4011 | -3989 | -3966 | -3941 | -3915 | -3887 | -3857 | -3826 | -3795 | -3764 | -3734 | -3704 | -3675 | -3647 | -3620 | -3593 | -3564 | -3535 | -3507 | -3480 | -3455 | -3432 | -3413 | -3399 | -3391 | -3386 | -3385 | -3386 | -3388 | -3392 | -3396 | -3400 | -3403 | -3406 | -3408 | -3409 | -3411 | -3414 | -3416 | -3414 | -3409 | -3402 | -3396 | -3389 | -3382 | -3376 | -3372 | -3373 | -3375 | -3377 | -3378 | -3378 | -3379 | -3379 | -3380 | -3383 | -3387 | -3394 | -3402 | -3411 | -3419 | -3427 | -3434 | -3440 | -3447 | -3450 | -3452 | -3453 | -3454 | -3455 | -3455 | -3456 | -3460 | -3465 | -3472 | -3480 | -3488 | -3497 | -3507 | -3515 | -3521 | -3526 | -3529 | -3533 | -3537 | -3543 | -3550 | -3557 | -3561 | -3564 | -3565 | -3565 | -3565 | -3564 | -3564 | -3566 | -3570 | -3573 | -3575 | -3575 | -3574 | -3573 | -3570 | -3568 | -3567 | -3567 | -3567 | -3566 | -3565 | -3563 | -3561 | -3558 | -3556 | -3554 | -3551 | -3546 | -3541 | -3537 | -3533 | -3527 | -3518 | -3507 | -3495 | -3482 | -3469 | -3456 | -3443 | -3431 | -3417 | -3404 | -3391 | -3379 | -3366 | -3354 | -3342 | -3330 | -3322 | -3316 | -3309 | -3301 | -3292 | -3283 | -3275 | -3271 | -3269 | -3268 | -3268 | -3269 | -3271 | -3274 | -3277 | -3279 | -3283 | -3286 | -3289 | -3292 | -3295 | -3298 | -3298 | -3292 | -3285 | -3277 | -3270 | -3265 | -3262 | -3259 | -3258 | -3259 | -3262 | -3267 | -3272 | -3276 | -3280 | -3283 | -3286 | -3289 | -3293 | -3297 | -3301 | -3305 | -3308 | -3312 | -3317 | -3324 | -3330 | -3338 | -3346 | -3355 | -3366 | -3377 | -3386 | -3392 | -3396 | -3398 | -3399 | -3399 | -3400 | -3402 | -3403 | -3404 | -3404 | -3403 | -3403 | -3402 | -3401 | -3399 | -3398 | -3401 | -3407 | -3417 | -3428 | -3438 | -3447 | -3454 | -3460 | -3462 | -3463 | -3464 | -3466 | -3468 | -3471 | -3474 | -3477 | -3480 | -3483 | -3486 | -3490 | -3493 | -3497 | -3500 | -3501 | -3501 | -3498 | -3492 | -3483 | -3473 | -3465 | -3457 | -3451 | -3443 | -3433 | -3424 | -3414 | -3404 | -3391 | -3377 | -3363 | -3347 | -3330 | -3311 | -3292 | -3275 | -3260 | -3248 | -3238 | -3226 | -3211 | -3194 | -3173 | -3150 | -3125 | -3103 | -3087 | -3082 | -3083 | -3085 | -3088 | -3092 | -3097 | -3103 | -3111 | -3120 | -3129 | -3139 | -3150 | -3158 | -3163 | -3167 | -3169 | -3172 | -3174 | -3176 | -3180 | -3184 | -3188 | -3191 | -3189 | -3183 | -3174 | -3166 | -3156 | -3146 | -3137 | -3130 | -3122 | -3114 | -3108 | -3101 | -3095 | -3089 | -3081 | -3072 | -3065 | -3060 | -3062 | -3072 | -3088 | -3110 | -3136 | -3164 | -3189 | -3204 | -3211 | -3215 | -3218 | -3221 | -3222 | -3223 | -3225 | -3227 | -3229 | -3232 | -3234 | -3237 | -3242 | -3248 | -3252 | -3253 | -3251 | -3244 | -3233 | -3217 | -3197 | -3173 | -3149 | -3131 | -3121 | -3112 | -3102 | -3093 | -3082 | -3071 | -3059 | -3046 | -3031 | -3015 | -2999 | -2981 | -2964 | -2946 | -2932 | -2925 | -2925 | -2934 | -2948 | -2967 | -2989 | -3011 | -3032 | -3045 | -3051 | -3057 | -3061 | -3065 | -3069 | -3073 | -3079 | -3084 | -3090 | -3097 | -3105 | -3113 | -3122 | -3131 | -3139 | -3147 | -3152 | -3153 | -3151 | -3147 | -3143 | -3139 | -3137 | -3135 | -3136 | -3139 | -3143 | -3148 | -3153 | -3159 | -3165 | -3170 | -3176 | -3182 | -3189 | -3195 | -3201 | -3207 | -3211 | -3209 | -3205 | -3200 | -3197 | -3192 | -3185 | -3177 | -3168 | -3161 | -3159 | -3159 | -3161 | -3165 | -3171 | -3177 | -3184 | -3191 | -3198 | -3204 | -3210 | -3216 | -3224 | -3232 | -3236 | -3238 | -3235 | -3226 | -3212 | -3198 | -3183 | -3170 | -3158 | -3151 | -3149 | -3147 | -3145 | -3142 | -3137 | -3131 | -3123 | -3116 | -3109 | -3103 | -3097 | -3092 | -3085 | -3076 | -3069 | -3066 | -3067 | -3073 | -3082 | -3092 | -3103 | -3112 | -3120 | -3125 | -3127 | -3129 | -3130 | -3132 | -3135 | -3138 | -3143 | -3148 | -3152 | -3157 | -3161 | -3166 | -3172 | -3178 | -3178 | -3176 | -3172 | -3167 | -3161 | -3155 | -3150 | -3145 | -3142 | -3138 | -3128 | -3115 | -3102 | -3088 | -3073 | -3057 | -3038 | -3016 | -2990 | -2960 | -2930 | -2900 | -2867 | -2836 | -2811 | -2793 | -2784 | -2781 | -2779 | -2775 | -2772 | -2772 | -2773 | -2772 | -2771 | -2773 | -2775 | -2778 | -2782 | -2787 | -2794 | -2803 | -2816 | -2834 | -2857 | -2882 | -2909 | -2936 | -2960 | -2978 | -2989 | -2995 | -3003 | -3011 | -3018 | -3021 | -3020 | -3021 | -3030 | -3043 | -3057 | -3071 | -3085 | -3099 | -3112 | -3126 | -3137 | -3143 | -3141 | -3135 | -3125 | -3115 | -3107 | -3104 | -3104 | -3106 | -3108 | -3112 | -3118 | -3126 | -3136 | -3147 | -3154 | -3159 | -3161 | -3161 | -3160 | -3160 | -3160 | -3160 | -3161 | -3165 | -3172 | -3181 | -3194 | -3208 | -3219 | -3229 | -3237 | -3245 | -3255 | -3267 | -3278 | -3289 | -3299 | -3304 | -3305 | -3306 | -3306 | -3308 | -3312 | -3316 | -3321 | -3327 | -3333 | -3340 | -3347 | -3352 | -3356 | -3358 | -3359 | -3358 | -3357 | -3356 | -3354 | -3351 | -3346 | -3339 | -3332 | -3326 | -3327 | -3330 | -3333 | -3336 | -3337 | -3338 | -3337 | -3336 | -3336 | -3335 | -3334 | -3334 | -3334 | -3336 | -3333 | -3327 | -3315 | -3298 | -3278 | -3257 | -3235 | -3213 | -3191 | -3172 | -3154 | -3137 | -3121 | -3104 | -3085 | -3068 | -3054 | -3040 | -3028 | -3017 | -3009 | -3002 | -2996 | -2989 | -2981 | -2974 | -2967 | -2959 | -2951 | -2944 | -2937 | -2931 | -2926 | -2923 | -2926 | -2929 | -2933 | -2939 | -2948 | -2956 | -2964 | -2971 | -2978 | -2982 | -2985 | -2985 | -2982 | -2978 | -2977 | -2980 | -2984 | -2988 | -2992 | -2996 | -3001 | -3006 | -3010 | -3010 | -3003 | -2994 | -2984 | -2974 | -2963 | -2952 | -2941 | -2930 | -2920 | -2909 | -2899 | -2891 | -2885 | -2882 | -2876 | -2866 | -2851 | -2835 | -2819 | -2800 | -2781 | -2762 | -2744 | -2730 | -2716 | -2701 | -2688 | -2678 | -2671 | -2664 | -2658 | -2651 | -2644 | -2636 | -2626 | -2615 | -2600 | -2584 | -2574 | -2575 | -2588 | -2610 | -2637 | -2668 | -2701 | -2734 | -2766 | -2794 | -2818 | -2845 | -2871 | -2895 | -2916 | -2935 | -2951 | -2966 | -2980 | -2994 | -3010 | -3028 | -3047 | -3069 | -3089 | -3105 | -3115 | -3124 | -3129 | -3134 | -3137 | -3139 | -3140 | -3140 | -3138 | -3136 | -3133 | -3130 | -3129 | -3129 | -3130 | -3131 | -3134 | -3137 | -3140 | -3142 | -3145 | -3147 | -3146 | -3145 | -3142 | -3138 | -3133 | -3129 | -3125 | -3123 | -3121 | -3120 | -3121 | -3124 | -3125 | -3125 | -3125 | -3124 | -3124 | -3125 | -3125 | -3125 | -3124 | -3123 | -3120 | -3118 | -3119 | -3120 | -3121 | -3121 | -3120 | -3117 | -3115 | -3112 | -3111 | -3110 | -3109 | -3108 | -3105 | -3101 | -3096 | -3091 | -3086 | -3080 | -3074 | -3069 | -3064 | -3059 | -3055 | -3051 | -3046 | -3041 | -3035 | -3028 | -3019 | -3008 | -2997 | -2985 | -2972 | -2959 | -2946 | -2934 | -2924 | -2916 | -2908 | -2899 | -2889 | -2878 | -2867 | -2856 | -2845 | -2834 | -2822 | -2809 | -2797 | -2788 | -2776 | -2763 | -2750 | -2735 | -2721 | -2707 | -2695 | -2682 | -2669 | -2653 | -2636 | -2620 | -2604 | -2590 | -2579 | -2569 | -2562 | -2557 | -2554 | -2553 | -2553 | -2552 | -2547 | -2538 | -2527 | -2514 | -2502 | -2491 | -2480 | -2470 | -2460 | -2451 | -2449 | -2452 | -2456 | -2460 | -2466 | -2470 | -2472 | -2473 | -2477 | -2481 | -2487 | -2494 | -2504 | -2514 | -2516 | -2516 | -2516 | -2517 | -2518 | -2520 | -2523 | -2525 | -2527 | -2528 | -2532 | -2535 | -2537 | -2536 | -2533 | -2532 | -2533 | -2536 | -2539 | -2542 | -2545 | -2548 | -2548 | -2549 | -2552 | -2555 | -2559 | -2564 | -2571 | -2578 | -2584 | -2590 | -2594 | -2599 | -2602 | -2605 | -2608 | -2612 | -2618 | -2625 | -2633 | -2640 | -2644 | -2647 | -2648 | -2649 | -2649 | -2649 | -2650 | -2650 | -2649 | -2646 | -2641 | -2636 | -2631 | -2627 | -2622 | -2618 | -2617 | -2619 | -2623 | -2628 | -2634 | -2637 | -2640 | -2641 | -2643 | -2643 | -2643 | -2643 | -2643 | -2642 | -2637 | -2631 | -2625 | -2617 | -2610 | -2601 | -2593 | -2587 | -2581 | -2576 | -2562 | -2541 | -2518 | -2497 | -2476 | -2457 | -2442 | -2427 | -2413 | -2398 | -2384 | -2370 | -2355 | -2344 | -2346 | -2356 | -2373 | -2394 | -2417 | -2441 | -2466 | -2491 | -2514 | -2537 | -2558 | -2586 | -2616 | -2647 | -2677 | -2708 | -2737 | -2765 | -2793 | -2822 | -2851 | -2878 | -2905 | -2927 | -2941 | -2948 | -2952 | -2952 | -2949 | -2941 | -2931 | -2918 | -2904 | -2889 | -2879 | -2872 | -2863 | -2852 | -2840 | -2826 | -2811 | -2795 | -2778 | -2761 | -2744 | -2728 | -2712 | -2696 | -2677 | -2655 | -2628 | -2601 | -2576 | -2554 | -2534 | -2516 | -2499 | -2482 | -2463 | -2444 | -2427 | -2412 | -2399 | -2389 | -2379 | -2370 | -2362 | -2354 | -2347 | -2340 | -2335 | -2327 | -2319 | -2315 | -2314 | -2318 | -2326 | -2338 | -2353 | -2370 | -2388 | -2406 | -2413 | -2408 | -2398 | -2384 | -2366 | -2346 | -2325 | -2302 | -2279 | -2255 | -2231 | -2207 | -2183 | -2164 | -2156 | -2156 | -2161 | -2167 | -2169 | -2168 | -2163 | -2155 | -2146 | -2137 | -2132 | -2134 | -2138 | -2143 | -2150 | -2157 | -2166 | -2176 | -2188 | -2201 | -2214 | -2226 | -2239 | -2253 | -2270 | -2291 | -2314 | -2340 | -2367 | -2392 | -2417 | -2442 | -2468 | -2492 | -2513 | -2533 | -2552 | -2570 | -2587 | -2604 | -2620 | -2634 | -2647 | -2659 | -2671 | -2683 | -2696 | -2704 | -2705 | -2699 | -2691 | -2681 | -2673 | -2665 | -2657 | -2648 | -2638 | -2628 | -2623 | -2628 | -2635 | -2644 | -2654 | -2663 | -2671 | -2677 | -2682 | -2686 | -2688 | -2686 | -2681 | -2673 | -2663 | -2651 | -2633 | -2611 | -2588 | -2565 | -2544 | -2525 | -2507 | -2491 | -2472 | -2443 | -2411 | -2377 | -2343 | -2309 | -2275 | -2241 | -2207 | -2173 | -2140 | -2111 | -2086 | -2065 | -2050 | -2042 | -2043 | -2052 | -2064 | -2077 | -2093 | -2113 | -2136 | -2160 | -2181 | -2204 | -2228 | -2254 | -2280 | -2307 | -2337 | -2369 | -2403 | -2441 | -2476 | -2505 | -2527 | -2544 | -2559 | -2569 | -2568 | -2557 | -2540 | -2521 | -2501 | -2478 | -2454 | -2431 | -2408 | -2386 | -2365 | -2346 | -2330 | -2316 | -2304 | -2291 | -2279 | -2267 | -2257 | -2254 | -2260 | -2270 | -2283 | -2305 | -2338 | -2382 | -2433 | -2486 | -2538 | -2589 | -2637 | -2682 | -2723 | -2762 | -2798 | -2831 | -2859 | -2882 | -2902 | -2919 | -2936 | -2951 | -2966 | -2979 | -2988 | -2993 | -2996 | -2995 | -2992 | -2989 | -2986 | -2986 | -2987 | -2985 | -2981 | -2977 | -2974 | -2972 | -2972 | -2974 | -2977 | -2983 | -2991 | -3000 | -3010 | -3021 | -3033 | -3046 | -3061 | -3076 | -3088 | -3096 | -3100 | -3101 | -3099 | -3092 | -3081 | -3071 | -3062 | -3051 | -3042 | -3041 | -3040 | -3038 | -3035 | -3034 | -3032 | -3031 | -3030 | -3029 | -3026 | -3022 | -3016 | -3006 | -2996 | -2985 | -2977 | -2972 | -2970 | -2970 | -2974 | -2980 | -2988 | -2997 | -3004 | -3006 | -3008 | -3010 | -3011 | -3013 | -3018 | -3024 | -3033 | -3044 | -3056 | -3069 | -3084 | -3099 | -3110 | -3121 | -3130 | -3140 | -3149 | -3158 | -3167 | -3175 | -3181 | -3187 | -3193 | -3203 | -3216 | -3229 | -3241 | -3250 | -3256 | -3259 | -3260 | -3259 | -3257 | -3256 | -3254 | -3251 | -3248 | -3245 | -3243 | -3243 | -3246 | -3251 | -3258 | -3266 | -3275 | -3284 | -3292 | -3294 | -3292 | -3290 | -3288 | -3286 | -3283 | -3281 | -3279 | -3278 | -3277 | -3275 | -3273 | -3276 | -3281 | -3286 | -3289 | -3287 | -3280 | -3266 | -3248 | -3226 | -3203 | -3179 | -3158 | -3144 | -3132 | -3121 | -3111 | -3102 | -3091 | -3080 | -3068 | -3052 | -3033 | -3014 | -2995 | -2976 | -2958 | -2938 | -2916 | -2895 | -2876 | -2858 | -2842 | -2826 | -2811 | -2795 | -2778 | -2760 | -2741 | -2722 | -2702 | -2682 | -2663 | -2646 | -2630 | -2616 | -2603 | -2591 | -2580 | -2566 | -2550 | -2533 | -2514 | -2490 | -2461 | -2430 | -2396 | -2362 | -2330 | -2299 | -2274 | -2258 | -2244 | -2230 | -2218 | -2207 | -2195 | -2183 | -2171 | -2160 | -2150 | -2140 | -2130 | -2118 | -2103 | -2082 | -2056 | -2029 | -2003 | -1977 | -1954 | -1931 | -1910 | -1890 | -1869 | -1845 | -1823 | -1802 | -1783 | -1765 | -1750 | -1736 | -1721 | -1705 | -1689 | -1673 | -1658 | -1645 | -1636 | -1632 | -1632 | -1634 | -1638 | -1645 | -1656 | -1669 | -1683 | -1697 | -1709 | -1717 | -1724 | -1729 | -1732 | -1733 | -1730 | -1726 | -1722 | -1718 | -1717 | -1714 | -1712 | -1706 | -1699 | -1693 | -1690 | -1689 | -1688 | -1686 | -1682 | -1675 | -1665 | -1653 | -1642 | -1632 | -1618 | -1605 | -1596 | -1592 | -1591 | -1592 | -1594 | -1596 | -1597 | -1600 | -1602 | -1599 | -1592 | -1585 | -1579 | -1575 | -1573 | -1572 | -1573 | -1577 | -1584 | -1594 | -1605 | -1615 | -1629 | -1643 | -1655 | -1664 | -1672 | -1682 | -1695 | -1710 | -1725 | -1741 | -1756 | -1776 | -1800 | -1826 | -1850 | -1871 | -1889 | -1905 | -1917 | -1925 | -1929 | -1930 | -1929 | -1932 | -1933 | -1933 | -1932 | -1931 | -1929 | -1924 | -1915 | -1904 | -1890 | -1873 | -1856 | -1835 | -1808 | -1775 | -1738 | -1701 | -1664 | -1628 | -1593 | -1560 | -1527 | -1495 | -1465 | -1437 | -1410 | -1385 | -1362 | -1341 | -1321 | -1303 | -1284 | -1267 | -1250 | -1235 | -1221 | -1209 | -1194 | -1182 | -1169 | -1157 | -1147 | -1138 | -1132 | -1128 | -1127 | -1130 | -1134 | -1133 | -1130 | -1125 | -1119 | -1110 | -1101 | -1092 | -1083 | -1076 | -1071 | -1066 | -1061 | -1063 | -1075 | -1095 | -1123 | -1156 | -1192 | -1234 | -1280 | -1328 | -1376 | -1422 | -1460 | -1491 | -1520 | -1549 | -1578 | -1610 | -1644 | -1680 | -1718 | -1758 | -1798 | -1838 | -1877 | -1920 | -1967 | -2016 | -2067 | -2117 | -2165 | -2208 | -2247 | -2282 | -2314 | -2344 | -2373 | -2409 | -2451 | -2494 | -2536 | -2574 | -2610 | -2642 | -2672 | -2698 | -2723 | -2746 | -2767 | -2777 | -2777 | -2770 | -2758 | -2742 | -2721 | -2697 | -2671 | -2641 | -2612 | -2584 | -2558 | -2538 | -2515 | -2491 | -2468 | -2447 | -2429 | -2410 | -2391 | -2373 | -2355 | -2338 | -2321 | -2306 | -2290 | -2273 | -2257 | -2242 | -2226 | -2210 | -2194 | -2180 | -2165 | -2151 | -2137 | -2121 | -2109 | -2098 | -2085 | -2071 | -2057 | -2047 | -2038 | -2032 | -2028 | -2024 | -2019 | -2013 | -2006 | -1999 | -1990 | -1980 | -1970 | -1959 | -1947 | -1935 | -1922 | -1909 | -1897 | -1885 | -1874 | -1863 | -1854 | -1845 | -1835 | -1824 | -1811 | -1797 | -1784 | -1772 | -1759 | -1745 | -1730 | -1713 | -1696 | -1680 | -1667 | -1657 | -1647 | -1639 | -1631 | -1624 | -1618 | -1616 | -1615 | -1615 | -1617 | -1618 | -1621 | -1623 | -1625 | -1626 | -1625 | -1622 | -1621 | -1628 | -1643 | -1661 | -1678 | -1694 | -1710 | -1726 | -1742 | -1760 | -1779 | -1799 | -1818 | -1831 | -1840 | -1848 | -1853 | -1857 | -1860 | -1862 | -1864 | -1865 | -1866 | -1868 | -1868 | -1867 | -1863 | -1858 | -1852 | -1846 | -1840 | -1833 | -1826 | -1816 | -1805 | -1791 | -1774 | -1755 | -1738 | -1724 | -1713 | -1706 | -1700 | -1695 | -1692 | -1689 | -1687 | -1685 | -1682 | -1669 | -1656 | -1638 | -1617 | -1595 | -1572 | -1549 | -1528 | -1509 | -1492 | -1477 | -1467 | -1458 | -1448 | -1435 | -1418 | -1399 | -1377 | -1355 | -1331 | -1307 | -1282 | -1256 | -1233 | -1219 | -1208 | -1204 | -1205 | -1210 | -1218 | -1227 | -1236 | -1244 | -1250 | -1255 | -1256 | -1255 | -1258 | -1261 | -1265 | -1269 | -1274 | -1280 | -1288 | -1295 | -1302 | -1310 | -1315 | -1317 | -1318 | -1315 | -1308 | -1299 | -1288 | -1276 | -1264 | -1253 | -1242 | -1233 | -1225 | -1218 | -1212 | -1207 | -1204 | -1202 | -1201 | -1200 | -1198 | -1195 | -1194 | -1192 | -1191 | -1191 | -1196 | -1211 | -1235 | -1268 | -1309 | -1358 | -1416 | -1484 | -1556 | -1628 | -1697 | -1756 | -1806 | -1853 | -1894 | -1933 | -1969 | -2003 | -2038 | -2074 | -2110 | -2148 | -2187 | -2225 | -2257 | -2283 | -2302 | -2313 | -2315 | -2308 | -2288 | -2258 | -2224 | -2189 | -2158 | -2137 | -2126 | -2117 | -2110 | -2104 | -2098 | -2093 | -2087 | -2080 | -2072 | -2063 | -2051 | -2041 | -2036 | -2032 | -2030 | -2030 | -2032 | -2038 | -2047 | -2056 | -2065 | -2071 | -2077 | -2076 | -2074 | -2072 | -2070 | -2068 | -2065 | -2061 | -2056 | -2049 | -2039 | -2027 | -2017 | -2012 | -2012 | -2012 | -2010 | -2007 | -2004 | -2000 | -1994 | -1987 | -1978 | -1971 | -1963 | -1954 | -1942 | -1927 | -1910 | -1892 | -1874 | -1855 | -1837 | -1819 | -1803 | -1788 | -1775 | -1765 | -1757 | -1753 | -1755 | -1758 | -1759 | -1757 | -1753 | -1749 | -1744 | -1739 | -1733 | -1729 | -1727 | -1726 | -1726 | -1726 | -1726 | -1726 | -1724 | -1723 | -1723 | -1722 | -1720 | -1715 | -1707 | -1698 | -1686 | -1673 | -1662 | -1655 | -1651 | -1649 | -1647 | -1643 | -1635 | -1623 | -1611 | -1598 | -1583 | -1568 | -1553 | -1538 | -1523 | -1509 | -1495 | -1480 | -1462 | -1440 | -1416 | -1387 | -1357 | -1325 | -1289 | -1249 | -1208 | -1167 | -1127 | -1089 | -1057 | -1029 | -1004 | -982 | -962 | -946 | -933 | -922 | -912 | -901 | -891 | -883 | -875 | -865 | -852 | -837 | -819 | -800 | -784 | -768 | -753 | -738 | -721 | -705 | -693 | -681 | -668 | -654 | -640 | -638 | -638 | -638 | -638 | -638 | -638 | -638 | -638 | -638 | -638 | -638 | -638 | -638 | -638 | -654 | -690 | -730 | -775 | -822 | -867 | -908 | -949 | -991 | -1033 | -1073 | -1113 | -1151 | -1188 | -1222 | -1257 | -1292 | -1324 | -1350 | -1369 | -1381 | -1390 | -1396 | -1399 | -1400 | -1397 | -1391 | -1380 | -1368 | -1353 | -1343 | -1335 | -1327 | -1317 | -1307 | -1299 | -1291 | -1283 | -1276 | -1268 | -1260 | -1252 | -1246 | -1244 | -1242 | -1237 | -1229 | -1220 | -1209 | -1197 | -1186 | -1174 | -1163 | -1151 | -1140 | -1129 | -1119 | -1110 | -1102 | -1095 | -1089 | -1083 | -1077 | -1071 | -1066 | -1061 | -1056 | -1052 | -1053 | -1059 | -1069 | -1081 | -1094 | -1109 | -1125 | -1142 | -1160 | -1178 | -1191 | -1201 | -1209 | -1215 | -1219 | -1220 | -1220 | -1219 | -1219 | -1220 | -1222 | -1225 | -1228 | -1231 | -1234 | -1237 | -1241 | -1246 | -1251 | -1255 | -1255 | -1254 | -1251 | -1247 | -1246 | -1251 | -1258 | -1268 | -1279 | -1293 | -1310 | -1330 | -1352 | -1374 | -1396 | -1414 | -1425 | -1431 | -1434 | -1432 | -1426 | -1417 | -1405 | -1392 | -1379 | -1367 | -1356 | -1346 | -1342 | -1338 | -1335 | -1331 | -1326 | -1321 | -1316 | -1308 | -1300 | -1291 | -1281 | -1272 | -1261 | -1247 | -1227 | -1204 | -1180 | -1155 | -1129 | -1103 | -1077 | -1051 | -1024 | -1000 | -976 | -949 | -925 | -903 | -881 | -857 | -829 | -797 | -763 | -728 | -692 | -663 | -646 | -640 | -645 | -652 | -659 | -668 | -681 | -695 | -710 | -726 | -740 | -751 | -754 | -754 | -750 | -745 | -739 | -734 | -729 | -727 | -725 | -728 | -733 | -741 | -754 | -766 | -775 | -787 | -803 | -820 | -837 | -855 | -873 | -892 | -912 | -932 | -952 | -973 | -993 | -1015 | -1036 | -1059 | -1083 | -1108 | -1132 | -1154 | -1173 | -1189 | -1203 | -1221 | -1244 | -1270 | -1297 | -1322 | -1349 | -1376 | -1402 | -1428 | -1454 | -1477 | -1497 | -1512 | -1525 | -1536 | -1546 | -1554 | -1561 | -1568 | -1575 | -1582 | -1589 | -1591 | -1586 | -1574 | -1554 | -1531 | -1506 | -1479 | -1449 | -1416 | -1382 | -1348 | -1314 | -1283 | -1259 | -1243 | -1231 | -1218 | -1206 | -1194 | -1181 | -1170 | -1161 | -1152 | -1144 | -1135 | -1125 | -1121 | -1124 | -1128 | -1133 | -1140 | -1149 | -1158 | -1168 | -1177 | -1187 | -1197 | -1204 | -1208 | -1213 | -1219 | -1227 | -1236 | -1247 | -1257 | -1267 | -1277 | -1287 | -1296 | -1300 | -1295 | -1282 | -1266 | -1248 | -1229 | -1209 | -1188 | -1166 | -1144 | -1122 | -1099 | -1078 | -1058 | -1037 | -1016 | -993 | -972 | -951 | -930 | -910 | -890 | -870 | -850 | -834 | -824 | -819 | -819 | -823 | -829 | -839 | -853 | -869 | -887 | -906 | -927 | -945 | -958 | -969 | -980 | -991 | -1001 | -1009 | -1017 | -1025 | -1032 | -1040 | -1053 | -1071 | -1095 | -1123 | -1152 | -1180 | -1207 | -1235 | -1263 | -1295 | -1329 | -1365 | -1401 | -1436 | -1470 | -1506 | -1543 | -1581 | -1617 | -1651 | -1684 | -1714 | -1743 | -1768 | -1794 | -1820 | -1846 | -1871 | -1895 | -1919 | -1941 | -1959 | -1974 | -1985 | -1990 | -1992 | -1989 | -1984 | -1980 | -1973 | -1963 | -1952 | -1941 | -1930 | -1920 | -1910 | -1901 | -1893 | -1886 | -1877 | -1865 | -1853 | -1842 | -1834 | -1831 | -1831 | -1834 | -1839 | -1846 | -1853 | -1860 | -1865 | -1865 | -1863 | -1860 | -1857 | -1854 | -1851 | -1849 | -1845 | -1842 | -1837 | -1835 | -1837 | -1843 | -1852 | -1860 | -1866 | -1871 | -1875 | -1878 | -1880 | -1881 | -1882 | -1883 | -1884 | -1885 | -1886 | -1888 | -1889 | -1890 | -1891 | -1892 | -1893 | -1895 | -1896 | -1895 | -1892 | -1885 | -1877 | -1868 | -1858 | -1846 | -1831 | -1814 | -1795 | -1775 | -1754 | -1736 | -1719 | -1708 | -1698 | -1690 | -1684 | -1678 | -1675 | -1672 | -1670 | -1668 | -1666 | -1661 | -1652 | -1638 | -1619 | -1598 | -1576 | -1554 | -1532 | -1512 | -1494 | -1478 | -1462 | -1447 | -1434 | -1424 | -1416 | -1409 | -1403 | -1396 | -1388 | -1380 | -1370 | -1360 | -1350 | -1341 | -1335 | -1334 | -1338 | -1346 | -1357 | -1370 | -1386 | -1401 | -1417 | -1433 | -1449 | -1466 | -1481 | -1493 | -1505 | -1516 | -1527 | -1540 | -1555 | -1572 | -1592 | -1615 | -1638 | -1661 | -1681 | -1698 | -1715 | -1729 | -1740 | -1750 | -1759 | -1767 | -1774 | -1780 | -1785 | -1790 | -1796 | -1808 | -1825 | -1841 | -1857 | -1872 | -1885 | -1896 | -1905 | -1912 | -1919 | -1921 | -1916 | -1906 | -1893 | -1876 | -1858 | -1837 | -1816 | -1792 | -1768 | -1743 | -1718 | -1694 | -1670 | -1646 | -1624 | -1606 | -1588 | -1571 | -1554 | -1537 | -1518 | -1498 | -1478 | -1455 | -1432 | -1404 | -1372 | -1339 | -1307 | -1276 | -1246 | -1218 | -1192 | -1168 | -1145 | -1122 | -1103 | -1084 | -1061 | -1037 | -1011 | -988 | -968 | -950 | -934 | -919 | -905 | -893 | -887 | -886 | -890 | -894 | -900 | -908 | -918 | -930 | -944 | -958 | -973 | -988 | -999 | -1006 | -1011 | -1015 | -1017 | -1017 | -1015 | -1011 | -1008 | -1004 | -1003 | -1005 | -1005 | -1006 | -1009 | -1013 | -1015 | -1015 | -1013 | -1010 | -1004 | -998 | -990 | -981 | -973 | -965 | -957 | -949 | -940 | -932 | -925 | -918 | -911 | -903 | -893 | -880 | -869 | -854 | -836 | -817 | -798 | -780 | -763 | -748 | -734 | -721 | -707 | -693 | -680 | -669 | -659 | -650 | -641 | -638 | -638 | -638 | -638 | -638 | -638 | -638 | -638 | -638 | -638 | -638 | -638 | -638 | -638 | -638 | -638 | -638 | -638 | -638 | -638 | -638 | -638 | -638 | -638 | -638 | -638 | -638 | -638 | -638 | -638 | -638 | -638 | -638 | -638 | -638 | -638 | -638 | -638 | -638 | -638 | -638 | -638 | -638 | -638 | -638 | -638 | -638 | -638 | -638 | -638 | -638 | -638 | -638 | -638 | -638 | -638 | -638 | -638 | -638 | -638 | -638 | -638 | -638 | -638 | -638 | -638 | -638 | -638 | -638 | -638 | -638 | -638 | -638 | -638 | -638 | -638 | -638 | -638 | -638 | -638 | -638 | -638 | -638 | -638 | -638 | -638 | -638 | -638 | -638 | -638 | -638 | -638 | -638 | -638 | -638 | -638 | -638 | -638 | -638 | -638 | -638 | -638 | -638 | -638 | -638 | -638 | -638 | -638 | -638 | -638 | -638 | -638 | -638 | -638 | -638 | -638 | -638 | -638 | -638 | -638 | -638 | -638 | -638 | -638 | -638 | -638 | -638 | -638 | -638 | -638 | -638 | -638 | -638 | -638 | -638 | -638 | -638 | -638 | -638 | -638 | -638 | -638 | -638 | -638 | -638 | -638 | -638 | -638 | -638 | -638 | -638 | -638 | -638 | -638 | -638 | -638 | -638 | -638 | -638 | -638 | -638 | -638 | -638 | -638 | -638 | -638 | -638 | -638 | -638 | -638 | -638 | -638 | -638 | -638 | -638 | -638 | -638 | -638 | -638 | -638 | -638 | -638 | -638 | -638 | -638 | -638 | -650 | -677 | -699 | -720 | -739 | -757 | -774 | -790 | -806 | -820 | -833 | -846 | -859 | -869 | -876 | -877 | -874 | -866 | -854 | -839 | -821 | -802 | -781 | -760 | -740 | -720 | -707 | -696 | -684 | -673 | -662 | -652 | -642 | -638 | -638 | -638 | -638 | -638 | -638 | -638 | -638 | -638 | -638 | -638 | -638 | -638 | -638 | -638 | -638 | -638 | -638 | -638 | -638 | -638 | -638 | -638 | -638 | -638 | -638 | -638 | -638 | -638 | -638 | -638 | -638 | -638 | -638 | -638 | -638 | -638 | -638 | -638 | -638 | -638 | -638 | -638 | -638 | -638 | -638 | -638 | -638 | -638 | -638 | -638 | -638 | -638 | -638 | -638 | -638 | -638 | -638 | -638 | -638 | -638 | -638 | -638 | -638 | -638 | -638 | -638 | -638 | -638 | -638 | -638 | -638 | -638 | -638 | -638 | -638 | -638 | -638 | -638 | -638 | -638 | -638 | -638 | -638 | -638 | -638 | -638 | -638 | -638 | -638 | -638 | -638 | -638 | -638 | -638 | -638 | -638 | -638 | -638 | -638 | -638 | -638 | -638 | -638 | -638 | -638 | -638 | -638 | -638 | -638 | -638 | -638 | -657 | -674 | -689 | -703 | -716 | -729 | -741 | -754 | -766 | -777 | -791 | -808 | -828 | -850 | -875 | -900 | -923 | -942 | -956 | -965 | -971 | -974 | -977 | -982 | -988 | -997 | -1007 | -1017 | -1029 | -1042 | -1055 | -1070 | -1086 | -1103 | -1121 | -1134 | -1144 | -1150 | -1154 | -1156 | -1158 | -1160 | -1163 | -1166 | -1169 | -1172 | -1174 | -1176 | -1178 | -1187 | -1199 | -1211 | -1223 | -1234 | -1245 | -1254 | -1262 | -1268 | -1271 | -1268 | -1263 | -1257 | -1251 | -1247 | -1244 | -1242 | -1240 | -1237 | -1231 | -1222 | -1212 | -1201 | -1190 | -1174 | -1155 | -1135 | -1116 | -1095 | -1073 | -1050 | -1026 | -1001 | -979 | -967 | -964 | -966 | -967 | -968 | -969 | -971 | -973 | -978 | -986 | -998 | -1014 | -1031 | -1048 | -1067 | -1087 | -1108 | -1129 | -1152 | -1176 | -1201 | -1226 | -1251 | -1275 | -1295 | -1311 | -1327 | -1347 | -1369 | -1392 | -1414 | -1434 | -1454 | -1473 | -1491 | -1507 | -1521 | -1534 | -1547 | -1558 | -1567 | -1575 | -1582 | -1588 | -1594 | -1600 | -1606 | -1612 | -1618 | -1622 | -1624 | -1622 | -1617 | -1606 | -1594 | -1580 | -1565 | -1547 | -1529 | -1511 | -1491 | -1472 | -1458 | -1446 | -1434 | -1423 | -1411 | -1400 | -1388 | -1375 | -1362 | -1346 | -1325 | -1302 | -1276 | -1251 | -1226 | -1202 | -1177 | -1152 | -1128 | -1106 | -1088 | -1073 | -1061 | -1051 | -1037 | -1019 | -1003 | -989 | -974 | -960 | -945 | -930 | -914 | -902 | -901 | -908 | -925 | -948 | -976 | -1007 | -1039 | -1070 | -1102 | -1132 | -1161 | -1188 | -1213 | -1236 | -1259 | -1283 | -1305 | -1325 | -1344 | -1364 | -1385 | -1407 | -1430 | -1452 | -1469 | -1479 | -1482 | -1477 | -1466 | -1451 | -1434 | -1419 | -1403 | -1388 | -1370 | -1352 | -1334 | -1315 | -1302 | -1291 | -1282 | -1274 | -1268 | -1262 | -1258 | -1254 | -1251 | -1246 | -1237 | -1221 | -1198 | -1176 | -1154 | -1134 | -1115 | -1097 | -1078 | -1060 | -1044 | -1030 | -1016 | -1004 | -989 | -973 | -957 | -941 | -926 | -911 | -895 | -880 | -868 | -857 | -845 | -834 | -822 | -811 | -801 | -789 | -778 | -767 | -755 | -743 | -731 | -718 | -704 | -690 | -680 | -669 | -656 | -642 | -638 | -638 | -638 | -638 | -638 | -638 | -638 | -638 | -638 | -638 | -638 | -638 | -638 | -638 | -638 | -638 | -638 | -638 | -638 | -638 | -638 | -638 | -643 | -652 | -660 | -666 | -671 | -675 | -680 | -686 | -695 | -708 | -726 | -745 | -761 | -773 | -779 | -779 | -773 | -763 | -749 | -734 | -720 | -708 | -706 | -708 | -711 | -715 | -719 | -725 | -731 | -737 | -744 | -751 | -753 | -751 | -745 | -737 | -728 | -718 | -708 | -698 | -689 | -680 | -673 | -667 | -659 | -650 | -638 | -638 | -638 | -638 | -638 | -638 | -638 | -638 | -638 | -638 | -638 | -638 | -638 | -638 | -638 | -638 | -638 | -638 | -638 | -638 | -638 | -638 | -638 | -638 | -638 | -638 | -638 | -638 | -638 | -638 | -638 | -638 | -638 | -638 | -638 | -638 | -638 | -638 | -638 | -638 | -638 | -638 | -638 | -638 | -638 | -638 | -638 | -638 | -638 | -638 | -638 | -638 | -638 | -638 | -638 | -638 | -638 | -638 | -638 | -638 | -638 | -638 | -638 | -638 | -638 | -638 | -638 | -638 | -638 | -638 | -638 | -638 | -638 | -638 | -638 | -638 | -638 | -638 | -638 | -638 | -638 | -638 | -638 | -638 | -638 | -638 | -638 | -638 | -638 | -638 | -638 | -638 | -638 | -638 | -638 | -638 | -638 | -638 | -638 | -638 | -638 | -638 | -638 | -638 | -638 | -638 | -638 | -638 | -638 | -638 | -638 | -638 | -638 | -638 | -638 | -638 | -638 | -638 | -638 | -638 | -638 | -638 | -638 | -638 | -638 | -638 | -638 | -638 | -638 | -638 | -638 | -638 | -638 | -638 | -638 | -638 | -638 | -638 | -638 | -638 | -638 | -638 | -638 | -638 | -638 | -638 | -638 | -638 | -638 | -638 | -638 | -638 | -638 | -638 | -638 | -638 | -638 | -638 | -638 | -638 | -638 | -638 | -638 | -638 | -638 | -638 | -638 | -638 | -638 | -638 | -638 | -638 | -638 | -638 | -638 | -638 | -638 | -638 | -638 | -638 | -638 | -638 | -638 | -638 | -638 | -638 | -638 | -638 | -638 | -638 | -638 | -638 | -638 | -638 | -638 | -638 | -638 | -638 | -638 | -638 | -638 | -638 | -638 | -638 | -638 | -638 | -638 | -638 | -638 | -638 | -638 | -638 | -638 | -638 | -638 | -638 | -638 | -638 | -638 | -638 | -638 | -638 | -638 | -638 | -638 | -638 | -638 | -638 | -638 | -638 | -638 | -650 | -682 | -710 | -732 | -749 | -760 | -767 | -772 | -774 | -780 | -789 | -802 | -816 | -833 | -850 | -869 | -889 | -909 | -929 | -944 | -954 | -961 | -965 | -967 | -966 | -962 | -956 | -948 | -939 | -927 | -913 | -897 | -882 | -875 | -869 | -861 | -852 | -843 | -834 | -825 | -814 | -803 | -792 | -781 | -769 | -753 | -735 | -715 | -693 | -670 | -645 | -638 | -638 | -638 | -638 | -638 | -638 | -638 | -638 | -638 | -638 | -638 | -638 | -638 | -638 | -638 | -638 | -638 | -638 | -638 | -638 | -638 | -638 | -638 | -638 | -638 | -638 | -638 | -638 | -638 | -638 | -638 | -638 | -638 | -638 | -638 | -638 | -638 | -638 | -638 | -638 | -638 | -638 | -638 | -638 | -638 | -638 | -638 | -638 | -638 | -638 | -638 | -638 | -638 | -638 | -638 | -638 | -638 | -638 | -638 | -638 | -638 | -638 | -638 | -638 | -638 | -638 | -638 | -638 | -638 | -638 | -638 | -638 | -638 | -638 | -638 | -638 | -638 | -638 | -638 | -638 | -638 | -638 | -638 | -638 | -638 | -638 | -638 | -638 | -638 | -638 | -638 | -638 | -638 | -638 | -638 | -638 | -638 | -638 | -638 | -638 | -638 | -638 | -638 | -638 | -638 | -638 | -638 | -638 | -638 | -638 | -638 | -638 | -638 | -638 | -638 | -638 | -638 | -638 | -638 | -638 | -638 | -638 | -638 | -638 | -638 | -638 | -638 | -638 | -638 | -638 | -638 | -638 | -638 | -638 | -638 | -638 | -638 | -638 | -638 | -638 | -638 | -638 | -638 | -638 | -638 | -638 | -638 | -638 | -638 | -638 | -638 | -638 | -638 | -638 | -638 | -638 | -638 | -638 | -638 | -638 | -638 | -638 | -638 | -638 | -638 | -638 | -638 | -638 | -638 | -638 | -638 | -638 | -638 | -638 | -638 | -638 | -638 | -638 | -638 | -638 | -638 | -638 | -638 | -638 | -638 | -638 | -638 | -638 | -638 | -638 | -638 | -638 | -638 | -638 | -638 | -638 | -638 | -638 | -638 | -638 | -638 | -638 | -638 | -638 | -638 | -638 | -638 | -638 | -638 | -638 | -638 | -638 | -638 | -638 | -638 | -638 | -638 | -638 | -638 | -638 | -638 | -638 | -638 | -638 | -638 | -638 | -638 | -638 | -638 | -638 | -638 | -638 | -638 | -638 | -638 | -638 | -638 | -638 | -638 | -638 | -638 | -638 | -638 | -638 | -638 | -638 | -638 | -638 | -638 | -638 | -638 | -638 | -638 | -638 | -638 | -638 | -638 | -638 | -638 | -638 | -638 | -638 | -638 | -638 | -638 | -638 | -638 | -638 | -638 | -638 | -638 | -638 | -638 | -638 | -638 | -638 | -638 | -638 | -638 | -638 | -638 | -638 | -638 | -638 | -638 | -638 | -638 | -638 | -638 | -638 | -638 | -638 | -638 | -638 | -638 | -638 | -638 | -638 | -638 | -638 | -638 | -638 | -638 | -638 | -638 | -638 | -638 | -638 | -638 | -638 | -638 | -638 | -638 | -638 | -638 | -638 | -638 | -638 | -638 | -638 | -638 | -638 | -638 | -638 | -638 | -638 | -638 | -638 | -638 | -638 | -638 | -638 | -638 | -638 | -638 | -638 | -638 | -638 | -638 | -638 | -638 | -638 | -638 | -638 | -638 | -638 | -638 | -638 | -638 | -638 | -638 | -638 | -638 | -638 | -638 | -638 | -638 | -638 | -638 | -638 | -638 | -654 | -665 | -670 | -670 | -670 | -680 | -690 | -694 | -695 | -694 | -690 | -685 | -679 | -673 | -665 | -654 | -645 | -639 | -638 | -639 | -641 | -644 | -648 | -650 | -652 | -656 | -660 | -663 | -666 | -664 | -661 | -661 | -663 | -666 | -670 | -674 | -676 | -675 | -671 | -666 | -660 | -652 | -639 | -638 | -638 | -638 | -638 | -638 | -638 | -638 | -638 | -638 | -638 | -638 | -638 | -638 | -638 | -638 | -638 | -638 | -638 | -638 | -638 | -638 | -638 | -638 | -638 | -638 | -640 | -648 | -653 | -658 | -662 | -668 | -677 | -688 | -699 | -708 | -718 | -729 | -740 | -752 | -764 | -775 | -786 | -797 | -808 | -817 | -823 | -827 | -830 | -833 | -839 | -846 | -854 | -861 | -867 | -872 | -875 | -877 | -879 | -885 | -891 | -896 | -902 | -907 | -913 | -919 | -924 | -928 | -932 | -932 | -924 | -907 | -887 | -867 | -847 | -828 | -810 | -792 | -774 | -757 | -740 | -725 | -713 | -707 | -703 | -701 | -698 | -696 | -694 | -693 | -691 | -689 | -685 | -678 | -668 | -659 | -648 | -639 | -638 | -638 | -638 | -638 | -638 | -638 | -638 | -638 | -638 | -638 | -638 | -638 | -638 | -638 | -638 | -638 | -638 | -638 | -638 | -638 | -638 | -638 | -638 | -638 | -638 | -638 | -638 | -638 | -638 | -638 | -638 | -638 | -638 | -638 | -638 | -638 | -638 | -638 | -638 | -638 | -638 | -638 | -638 | -638 | -638 | -638 | -638 | -638 | -638 | -638 | -638 | -638 | -638 | -638 | -638 | -638 | -638 | -638 | -638 | -638 | -638 | -638 | -638 | -638 | -638 | -638 | -638 | -638 | -638 | -638 | -638 | -638 | -638 | -638 | -638 | -638 | -638 | -638 | -638 | -638 | -638 | -638 | -638 | -638 | -638 | -638 | -638 | -638 | -638 | -638 | -638 | -638 | -638 | -638 | -638 | -638 | -638 | -638 | -638 | -638 | -638 | -638 | -638 | -638 | -638 | -638 | -638 | -638 | -638 | -638 | -638 | -638 | -638 | -638 | -638 | -638 | -638 | -638 | -638 | -638 | -638 | -638 | -638 | -638 | -638 | -638 | -638 | -638 | -638 | -638 | -638 | -638 | -638 | -638 | -638 | -638 | -638 | -638 | -638 | -638 | -638 | -638 | -638 | -638 | -638 | -638 | -638 | -638 | -638 | -638 | -638 | -638 | -638 | -638 | -638 | -638 | -638 | -638 | -638 | -638 | -638 | -638 | -638 | -638 | -638 | -638 | -638 | -638 | -638 | -638 | -638 | -638 | -638 | -638 | -638 | -638 | -638 | -638 | -638 | -638 | -638 | -638 | -638 | -638 | -638 | -638 | -638 | -638 | -638 | -638 | -638 | -638 | -638 | -638 | -638 | -638 | -638 | -638 | -638 | -638 | -638 | -638 | -638 | -638 | -638 | -638 | -638 | -638 | -638 | -638 | -638 | -638 | -638 | -638 | -638 | -638 | -638 | -638 | -638 | -638 | -638 | -638 | -638 | -638 | -638 | -638 | -638 | -638 | -638 | -638 | -638 | -638 | -638 | -638 | -638 | -638 | -638 | -638 | -638 | -638 | -638 | -638 | -638 | -638 | -638 | -638 | -638 | -638 | -638 | -638 | -638 | -638 | -638 | -638 | -638 | -638 | -638 | -638 | -638 | -638 | -638 | -638 | -638 | -638 | -638 | -638 | -638 | -638 | -638 | -638 | -638 | -638 | -638 | -638 | -638 | -638 | -638 | -638 | -638 | -638 | -638 | -638 | -638 | -638 | -638 | -638 | -638 | -638 | -638 | -638 | -638 | -638 | -638 | -638 | -638 | -638 | -638 | -638 | -638 | -638 | -638 | -638 | -638 | -638 | -638 | -638 | -638 | -638 | -638 | -638 | -638 | -638 | -638 | -638 | -638 | -638 | -638 | -638 | -638 | -638 | -638 | -638 | -638 | -638 | -638 | -638 | -638 | -638 | -638 | -638 | -638 | -638 | -638 | -638 | -638 | -638 | -638 | -638 | -638 | -638 | -638 | -638 | -638 | -638 | -638 | -638 | -638 | -638 | -638 | -638 | -638 | -638 | -638 | -638 | -638 | -638 | -638 | -638 | -638 | -638 | -638 | -638 | -638 | -638 | -638 | -638 | -638 | -638 | -638 | -638 | -638 | -638 | -638 | -638 | -638 | -638 | -638 | -638 | -638 | -638 | -638 | -638 | -638 | -638 | -638 | -638 | -638 | -638 | -638 | -638 | -647 | -675 | -702 | -728 | -752 | -776 | -797 | -816 | -834 | -849 | -864 | -879 | -895 | -910 | -923 | -929 | -931 | -928 | -921 | -914 | -905 | -893 | -879 | -864 | -850 | -837 | -829 | -827 | -825 | -826 | -828 | -832 | -837 | -843 | -849 | -855 | -860 | -863 | -863 | -861 | -857 | -856 | -860 | -868 | -877 | -889 | -901 | -913 | -926 | -938 | -945 | -947 | -948 | -946 | -943 | -938 | -934 | -930 | -926 | -923 | -921 | -922 | -926 | -936 | -948 | -959 | -967 | -972 | -973 | -973 | -971 | -969 | -968 | -966 | -966 | -969 | -972 | -977 | -982 | -987 | -993 | -997 | -1001 | -1003 | -1005 | -1005 | -1000 | -989 | -973 | -956 | -940 | -926 | -912 | -900 | -889 | -877 | -865 | -853 | -843 | -832 | -821 | -812 | -805 | -802 | -800 | -801 | -805 | -810 | -817 | -824 | -828 | -825 | -820 | -812 | -802 | -792 | -781 | -770 | -759 | -749 | -740 | -734 | -732 | -736 | -742 | -750 | -758 | -764 | -769 | -774 | -778 | -781 | -784 | -784 | -783 | -784 | -786 | -788 | -787 | -786 | -783 | -780 | -776 | -772 | -767 | -764 | -758 | -750 | -742 | -732 | -722 | -713 | -703 | -693 | -683 | -674 | -664 | -655 | -648 | -641 | -638 | -638 | -638 | -638 | -638 | -638 | -638 | -638 | -638 | -638 | -638 | -638 | -638 | -638 | -638 | -638 | -638 | -638 | -638 | -638 | -638 | -638 | -638 | -638 | -638 | -638 | -638 | -638 | -638 | -638 | -638 | -638 | -658 | -694 | -726 | -753 | -777 | -799 | -820 | -842 | -864 | -886 | -906 | -926 | -946 | -964 | -970 | -964 | -946 | -922 | -894 | -859 | -821 | -783 | -746 | -710 | -673 | -642 | -638 | -638 | -638 | -638 | -638 | -638 | -638 | -638 | -638 | -638 | -638 | -638 | -638 | -638 | -638 | -638 | -638 | -638 | -638 | -638 | -638 | -638 | -638 | -638 | -638 | -638 | -638 | -638 | -638 | -638 | -638 | -638 | -638 | -638 | -638 | -638 | -638 | -638 | -638 | -638 | -638 | -638 | -638 | -638 | -638 | -638 | -638 | -638 | -638 | -638 | -638 | -638 | -638 | -638 | -638 | -638 | -638 | -638 | -638 | -638 | -638 | -638 | -638 | -638 | -638 | -638 | -638 | -638 | -638 | -638 | -638 | -638 | -638 | -638 | -638 | -638 | -638 | -638 | -638 | -638 | -638 | -638 | -638 | -638 | -638 | -638 | -638 | -638 | -638 | -638 | -638 | -638 | -638 | -638 | -638 | -638 | -638 | -638 | -638 | -638 | -638 | -638 | -638 | -638 | -638 | -638 | -638 | -638 | -638 | -638 | -638 | -638 | -638 | -638 | -638 | -638 | -638 | -638 | -638 | -638 | -638 | -638 | -638 | -638 | -638 | -638 | -638 | -638 | -638 | -638 | -638 | -638 | -638 | -638 | -638 | -638 | -638 | -638 | -638 | -638 | -638 | -638 | -638 | -638 | -638 | -638 | -638 | -638 | -638 | -638 | -638 | -638 | -638 | -638 | -638 | -638 | -638 | -638 | -638 | -638 | -638 | -638 | -638 | -638 | -638 | -638 | -638 | -638 | -638 | -638 | -638 | -669 | -700 | -730 | -758 | -784 | -808 | -830 | -851 | -869 | -885 | -896 | -905 | -910 | -913 | -912 | -908 | -903 | -897 | -890 | -880 | -871 | -867 | -864 | -861 | -859 | -858 | -857 | -857 | -857 | -859 | -861 | -864 | -867 | -871 | -875 | -880 | -885 | -892 | -901 | -907 | -912 | -915 | -918 | -922 | -928 | -931 | -932 | -933 | -934 | -935 | -935 | -935 | -933 | -930 | -927 | -924 | -921 | -921 | -925 | -937 | -956 | -980 | -1008 | -1040 | -1075 | -1111 | -1148 | -1186 | -1221 | -1255 | -1288 | -1322 | -1354 | -1384 | -1412 | -1439 | -1465 | -1490 | -1515 | -1539 | -1563 | -1583 | -1601 | -1615 | -1623 | -1627 | -1626 | -1621 | -1615 | -1606 | -1595 | -1585 | -1576 | -1575 | -1576 | -1578 | -1581 | -1587 | -1594 | -1604 | -1615 | -1627 | -1640 | -1652 | -1665 | -1674 | -1675 | -1672 | -1668 | -1664 | -1661 | -1659 | -1657 | -1657 | -1660 | -1662 | -1664 | -1663 | -1660 | -1656 | -1653 | -1649 | -1646 | -1642 | -1639 | -1636 | -1632 | -1629 | -1626 | -1624 | -1623 | -1621 | -1615 | -1608 | -1600 | -1590 | -1578 | -1563 | -1548 | -1532 | -1520 | -1516 | -1513 | -1510 | -1507 | -1503 | -1500 | -1498 | -1496 | -1493 | -1490 | -1487 | -1483 | -1478 | -1471 | -1466 | -1465 | -1467 | -1473 | -1481 | -1492 | -1506 | -1523 | -1539 | -1552 | -1561 | -1570 | -1580 | -1590 | -1601 | -1611 | -1621 | -1629 | -1637 | -1644 | -1650 | -1655 | -1662 | -1674 | -1683 | -1685 | -1681 | -1676 | -1670 | -1661 | -1650 | -1637 | -1624 | -1614 | -1606 | -1596 | -1587 | -1578 | -1570 | -1562 | -1556 | -1551 | -1547 | -1543 | -1539 | -1536 | -1528 | -1517 | -1507 | -1498 | -1491 | -1482 | -1472 | -1462 | -1451 | -1439 | -1427 | -1413 | -1402 | -1391 | -1383 | -1376 | -1371 | -1366 | -1360 | -1353 | -1347 | -1341 | -1336 | -1333 | -1328 | -1319 | -1304 | -1283 | -1259 | -1232 | -1205 | -1178 | -1150 | -1123 | -1098 | -1080 | -1066 | -1053 | -1040 | -1027 | -1013 | -1000 | -986 | -974 | -962 | -952 | -942 | -931 | -924 | -917 | -910 | -906 | -904 | -903 | -905 | -909 | -914 | -919 | -924 | -921 | -909 | -895 | -880 | -864 | -846 | -829 | -812 | -795 | -777 | -758 | -738 | -718 | -700 | -686 | -677 | -674 | -676 | -679 | -682 | -686 | -690 | -696 | -703 | -711 | -719 | -728 | -735 | -742 | -748 | -754 | -758 | -762 | -764 | -766 | -770 | -774 | -781 | -793 | -807 | -822 | -835 | -845 | -853 | -859 | -861 | -861 | -860 | -860 | -857 | -853 | -851 | -849 | -852 | -854 | -857 | -860 | -862 | -863 | -862 | -861 | -856 | -845 | -828 | -803 | -776 | -748 | -721 | -693 | -665 | -638 | -638 | -638 | -638 | -638 | -638 | -638 | -638 | -638 | -638 | -638 | -638 | -638 | -638 | -638 | -638 | -638 | -638 | -638 | -638 | -638 | -638 | -638 | -638 | -638 | -638 | -638 | -638 | -638 | -638 | -638 | -638 | -638 | -638 | -638 | -638 | -638 | -638 | -638 | -638 | -638 | -638 | -638 | -638 | -638 | -638 | -638 | -638 | -638 | -638 | -673 | -704 | -733 | -757 | -778 | -795 | -807 | -815 | -821 | -825 | -828 | -831 | -835 | -842 | -855 | -871 | -888 | -906 | -924 | -943 | -962 | -982 | -1001 | -1017 | -1030 | -1041 | -1049 | -1053 | -1056 | -1058 | -1062 | -1066 | -1071 | -1077 | -1084 | -1092 | -1100 | -1109 | -1119 | -1131 | -1140 | -1148 | -1156 | -1164 | -1173 | -1183 | -1194 | -1207 | -1222 | -1241 | -1262 | -1284 | -1307 | -1331 | -1355 | -1380 | -1405 | -1431 | -1456 | -1481 | -1506 | -1527 | -1538 | -1541 | -1542 | -1542 | -1540 | -1536 | -1529 | -1520 | -1510 | -1499 | -1495 | -1494 | -1496 | -1500 | -1504 | -1508 | -1511 | -1513 | -1514 | -1514 | -1513 | -1512 | -1509 | -1506 | -1502 | -1497 | -1489 | -1480 | -1470 | -1459 | -1450 | -1442 | -1435 | -1431 | -1424 | -1414 | -1402 | -1389 | -1375 | -1360 | -1345 | -1329 | -1313 | -1297 | -1281 | -1265 | -1249 | -1237 | -1233 | -1236 | -1244 | -1259 | -1282 | -1310 | -1343 | -1380 | -1418 | -1455 | -1485 | -1509 | -1533 | -1556 | -1579 | -1601 | -1621 | -1641 | -1659 | -1675 | -1690 | -1702 | -1713 | -1724 | -1740 | -1759 | -1780 | -1798 | -1811 | -1817 | -1816 | -1810 | -1799 | -1786 | -1774 | -1764 | -1752 | -1740 | -1728 | -1717 | -1704 | -1692 | -1680 | -1668 | -1657 | -1648 | -1640 | -1633 | -1624 | -1612 | -1598 | -1585 | -1576 | -1570 | -1568 | -1568 | -1569 | -1570 | -1570 | -1567 | -1562 | -1557 | -1551 | -1545 | -1541 | -1539 | -1537 | -1536 | -1535 | -1533 | -1529 | -1524 | -1521 | -1521 | -1523 | -1525 | -1524 | -1522 | -1519 | -1515 | -1511 | -1508 | -1509 | -1516 | -1526 | -1538 | -1551 | -1565 | -1578 | -1592 | -1606 | -1620 | -1635 | -1651 | -1668 | -1684 | -1693 | -1697 | -1697 | -1696 | -1696 | -1695 | -1694 | -1693 | -1694 | -1696 | -1702 | -1711 | -1720 | -1728 | -1737 | -1745 | -1753 | -1760 | -1767 | -1774 | -1782 | -1791 | -1800 | -1810 | -1819 | -1824 | -1828 | -1833 | -1837 | -1841 | -1845 | -1847 | -1850 | -1853 | -1856 | -1861 | -1866 | -1872 | -1879 | -1887 | -1897 | -1907 | -1917 | -1928 | -1938 | -1947 | -1955 | -1962 | -1968 | -1974 | -1980 | -1984 | -1987 | -1990 | -1992 | -1994 | -1996 | -1998 | -1999 | -1997 | -1994 | -1990 | -1986 | -1984 | -1983 | -1984 | -1985 | -1987 | -1991 | -1995 | -2000 | -2005 | -2009 | -2013 | -2015 | -2018 | -2024 | -2031 | -2039 | -2049 | -2059 | -2071 | -2083 | -2097 | -2111 | -2125 | -2139 | -2152 | -2162 | -2172 | -2183 | -2195 | -2207 | -2218 | -2229 | -2240 | -2248 | -2253 | -2254 | -2252 | -2246 | -2237 | -2225 | -2210 | -2194 | -2179 | -2167 | -2155 | -2142 | -2129 | -2115 | -2101 | -2086 | -2072 | -2056 | -2039 | -2022 | -2006 | -1990 | -1974 | -1960 | -1946 | -1930 | -1913 | -1895 | -1878 | -1860 | -1842 | -1825 | -1808 | -1791 | -1772 | -1754 | -1737 | -1720 | -1704 | -1687 | -1669 | -1650 | -1630 | -1609 | -1586 | -1561 | -1538 | -1521 | -1509 | -1500 | -1494 | -1492 | -1494 | -1495 | -1492 | -1486 | -1477 | -1466 | -1455 | -1444 | -1433 | -1422 | -1410 | -1399 | -1389 | -1380 | -1371 | -1364 | -1358 | -1354 | -1349 | -1345 | -1344 | -1344 | -1347 | -1346 | -1344 | -1345 | -1352 | -1364 | -1379 | -1390 | -1396 | -1401 | -1406 | -1411 | -1415 | -1418 | -1421 | -1424 | -1427 | -1429 | -1431 | -1433 | -1436 | -1442 | -1448 | -1450 | -1448 | -1443 | -1437 | -1429 | -1420 | -1409 | -1396 | -1391 | -1388 | -1383 | -1377 | -1370 | -1363 | -1356 | -1348 | -1341 | -1334 | -1328 | -1322 | -1314 | -1305 | -1297 | -1292 | -1293 | -1298 | -1303 | -1306 | -1307 | -1308 | -1311 | -1314 | -1312 | -1306 | -1300 | -1295 | -1289 | -1285 | -1279 | -1274 | -1268 | -1262 | -1255 | -1247 | -1239 | -1233 | -1232 | -1235 | -1243 | -1255 | -1273 | -1295 | -1320 | -1346 | -1370 | -1390 | -1404 | -1416 | -1426 | -1435 | -1442 | -1449 | -1454 | -1458 | -1461 | -1464 | -1468 | -1472 | -1476 | -1480 | -1484 | -1487 | -1490 | -1496 | -1503 | -1510 | -1519 | -1529 | -1538 | -1548 | -1555 | -1562 | -1569 | -1575 | -1581 | -1587 | -1594 | -1601 | -1609 | -1616 | -1623 | -1630 | -1637 | -1644 | -1648 | -1648 | -1643 | -1632 | -1619 | -1604 | -1588 | -1573 | -1560 | -1550 | -1546 | -1546 | -1547 | -1550 | -1555 | -1562 | -1570 | -1579 | -1589 | -1600 | -1611 | -1623 | -1634 | -1645 | -1661 | -1680 | -1703 | -1729 | -1756 | -1783 | -1811 | -1839 | -1866 | -1890 | -1908 | -1922 | -1936 | -1948 | -1959 | -1970 | -1980 | -1990 | -2000 | -2010 | -2021 | -2033 | -2048 | -2065 | -2087 | -2114 | -2144 | -2176 | -2208 | -2238 | -2267 | -2294 | -2318 | -2342 | -2369 | -2398 | -2428 | -2460 | -2492 | -2526 | -2560 | -2595 | -2630 | -2664 | -2698 | -2729 | -2758 | -2784 | -2799 | -2800 | -2790 | -2773 | -2753 | -2730 | -2706 | -2684 | -2664 | -2650 | -2648 | -2650 | -2654 | -2656 | -2657 | -2656 | -2655 | -2651 | -2645 | -2637 | -2627 | -2614 | -2599 | -2583 | -2573 | -2569 | -2571 | -2577 | -2587 | -2600 | -2615 | -2631 | -2645 | -2654 | -2646 | -2631 | -2614 | -2594 | -2573 | -2552 | -2528 | -2505 | -2481 | -2460 | -2441 | -2425 | -2411 | -2399 | -2390 | -2386 | -2389 | -2395 | -2405 | -2417 | -2429 | -2441 | -2452 | -2461 | -2469 | -2475 | -2480 | -2484 | -2486 | -2488 | -2490 | -2492 | -2492 | -2491 | -2488 | -2483 | -2477 | -2469 | -2458 | -2444 | -2428 | -2410 | -2389 | -2366 | -2341 | -2318 | -2295 | -2275 | -2257 | -2240 | -2225 | -2211 | -2199 | -2188 | -2179 | -2172 | -2169 | -2170 | -2173 | -2180 | -2189 | -2200 | -2210 | -2218 | -2224 | -2229 | -2237 | -2247 | -2258 | -2268 | -2278 | -2287 | -2298 | -2311 | -2324 | -2339 | -2355 | -2372 | -2390 | -2410 | -2428 | -2445 | -2461 | -2475 | -2488 | -2500 | -2513 | -2522 | -2529 | -2533 | -2533 | -2528 | -2520 | -2511 | -2503 | -2499 | -2502 | -2507 | -2514 | -2522 | -2530 | -2536 | -2540 | -2542 | -2541 | -2538 | -2533 | -2528 | -2523 | -2517 | -2511 | -2505 | -2499 | -2490 | -2483 | -2478 | -2475 | -2475 | -2476 | -2477 | -2473 | -2466 | -2456 | -2444 | -2431 | -2419 | -2407 | -2396 | -2385 | -2376 | -2368 | -2363 | -2358 | -2354 | -2352 | -2355 | -2364 | -2380 | -2398 | -2419 | -2440 | -2461 | -2481 | -2498 | -2512 | -2524 | -2537 | -2551 | -2564 | -2578 | -2592 | -2605 | -2617 | -2627 | -2637 | -2645 | -2653 | -2663 | -2672 | -2676 | -2674 | -2667 | -2656 | -2643 | -2628 | -2612 | -2597 | -2587 | -2587 | -2589 | -2593 | -2598 | -2603 | -2608 | -2611 | -2613 | -2615 | -2616 | -2617 | -2617 | -2617 | -2614 | -2610 | -2603 | -2597 | -2591 | -2586 | -2581 | -2575 | -2568 | -2561 | -2555 | -2547 | -2539 | -2530 | -2523 | -2516 | -2512 | -2510 | -2511 | -2515 | -2522 | -2530 | -2538 | -2548 | -2557 | -2564 | -2565 | -2562 | -2557 | -2553 | -2550 | -2548 | -2547 | -2546 | -2547 | -2551 | -2555 | -2558 | -2558 | -2554 | -2547 | -2538 | -2526 | -2509 | -2488 | -2464 | -2437 | -2409 | -2379 | -2354 | -2339 | -2331 | -2324 | -2315 | -2303 | -2291 | -2278 | -2264 | -2251 | -2236 | -2224 | -2214 | -2209 | -2208 | -2211 | -2216 | -2224 | -2235 | -2248 | -2264 | -2281 | -2299 | -2319 | -2336 | -2345 | -2345 | -2338 | -2327 | -2313 | -2298 | -2282 | -2268 | -2258 | -2249 | -2241 | -2234 | -2226 | -2217 | -2205 | -2191 | -2173 | -2154 | -2135 | -2117 | -2099 | -2082 | -2064 | -2046 | -2030 | -2019 | -2012 | -2006 | -2001 | -1999 | -1997 | -1999 | -1996 | -1989 | -1979 | -1965 | -1949 | -1934 | -1920 | -1909 | -1902 | -1897 | -1894 | -1892 | -1891 | -1891 | -1891 | -1893 | -1897 | -1901 | -1902 | -1904 | -1907 | -1910 | -1912 | -1912 | -1914 | -1922 | -1932 | -1943 | -1955 | -1967 | -1976 | -1983 | -1989 | -1994 | -1998 | -2002 | -2004 | -2006 | -2008 | -2012 | -2018 | -2025 | -2034 | -2043 | -2051 | -2057 | -2063 | -2069 | -2074 | -2077 | -2081 | -2085 | -2090 | -2095 | -2101 | -2109 | -2116 | -2122 | -2128 | -2134 | -2139 | -2142 | -2145 | -2148 | -2152 | -2154 | -2156 | -2156 | -2155 | -2155 | -2154 | -2155 | -2154 | -2151 | -2145 | -2138 | -2129 | -2118 | -2107 | -2096 | -2085 | -2074 | -2064 | -2054 | -2044 | -2035 | -2026 | -2018 | -2013 | -2016 | -2026 | -2041 | -2060 | -2082 | -2104 | -2123 | -2134 | -2140 | -2143 | -2146 | -2149 | -2153 | -2157 | -2162 | -2168 | -2173 | -2179 | -2186 | -2193 | -2200 | -2207 | -2211 | -2209 | -2200 | -2188 | -2172 | -2153 | -2132 | -2110 | -2090 | -2082 | -2083 | -2087 | -2092 | -2099 | -2105 | -2112 | -2120 | -2129 | -2139 | -2149 | -2162 | -2174 | -2187 | -2202 | -2217 | -2229 | -2235 | -2235 | -2233 | -2231 | -2230 | -2231 | -2233 | -2238 | -2242 | -2248 | -2254 | -2261 | -2268 | -2276 | -2282 | -2288 | -2295 | -2302 | -2309 | -2316 | -2325 | -2334 | -2344 | -2352 | -2359 | -2367 | -2375 | -2383 | -2389 | -2394 | -2402 | -2413 | -2424 | -2435 | -2447 | -2460 | -2473 | -2488 | -2504 | -2519 | -2533 | -2546 | -2557 | -2565 | -2572 | -2575 | -2579 | -2582 | -2586 | -2590 | -2593 | -2594 | -2594 | -2595 | -2596 | -2597 | -2597 | -2598 | -2599 | -2600 | -2600 | -2600 | -2600 | -2600 | -2600 | -2599 | -2598 | -2598 | -2600 | -2601 | -2602 | -2604 | -2604 | -2604 | -2603 | -2601 | -2598 | -2594 | -2591 | -2588 | -2585 | -2580 | -2573 | -2563 | -2550 | -2535 | -2518 | -2498 | -2475 | -2452 | -2429 | -2408 | -2388 | -2368 | -2349 | -2335 | -2327 | -2321 | -2318 | -2320 | -2323 | -2327 | -2328 | -2323 | -2311 | -2298 | -2284 | -2273 | -2264 | -2255 | -2247 | -2241 | -2238 | -2236 | -2233 | -2230 | -2226 | -2224 | -2223 | -2220 | -2215 | -2206 | -2196 | -2184 | -2173 | -2161 | -2151 | -2141 | -2132 | -2125 | -2121 | -2118 | -2116 | -2116 | -2117 | -2117 | -2116 | -2114 | -2112 | -2108 | -2103 | -2097 | -2090 | -2085 | -2077 | -2071 | -2066 | -2062 | -2059 | -2054 | -2049 | -2040 | -2032 | -2025 | -2017 | -2007 | -1996 | -1984 | -1971 | -1958 | -1944 | -1930 | -1916 | -1902 | -1890 | -1877 | -1862 | -1846 | -1835 | -1827 | -1818 | -1811 | -1804 | -1797 | -1788 | -1778 | -1766 | -1750 | -1731 | -1712 | -1693 | -1675 | -1657 | -1638 | -1621 | -1605 | -1588 | -1572 | -1553 | -1535 | -1518 | -1501 | -1482 | -1461 | -1440 | -1421 | -1402 | -1385 | -1372 | -1363 | -1356 | -1351 | -1349 | -1347 | -1349 | -1350 | -1353 | -1357 | -1363 | -1371 | -1380 | -1389 | -1398 | -1407 | -1415 | -1422 | -1429 | -1441 | -1455 | -1466 | -1475 | -1485 | -1493 | -1495 | -1494 | -1492 | -1486 | -1478 | -1465 | -1452 | -1437 | -1421 | -1404 | -1385 | -1366 | -1349 | -1333 | -1318 | -1306 | -1302 | -1301 | -1299 | -1297 | -1297 | -1300 | -1303 | -1305 | -1309 | -1314 | -1319 | -1325 | -1331 | -1336 | -1343 | -1351 | -1362 | -1375 | -1389 | -1402 | -1417 | -1431 | -1445 | -1459 | -1468 | -1475 | -1479 | -1483 | -1486 | -1490 | -1494 | -1498 | -1506 | -1515 | -1525 | -1537 | -1552 | -1570 | -1588 | -1607 | -1624 | -1640 | -1657 | -1673 | -1690 | -1707 | -1724 | -1743 | -1760 | -1778 | -1795 | -1811 | -1827 | -1844 | -1861 | -1879 | -1897 | -1915 | -1935 | -1955 | -1975 | -1994 | -2011 | -2025 | -2040 | -2055 | -2070 | -2084 | -2099 | -2111 | -2120 | -2126 | -2134 | -2142 | -2150 | -2157 | -2161 | -2165 | -2168 | -2174 | -2175 | -2172 | -2168 | -2160 | -2148 | -2136 | -2125 | -2113 | -2100 | -2087 | -2070 | -2052 | -2035 | -2021 | -2014 | -2013 | -2017 | -2025 | -2039 | -2056 | -2076 | -2096 | -2115 | -2131 | -2148 | -2164 | -2180 | -2197 | -2215 | -2234 | -2251 | -2270 | -2288 | -2305 | -2325 | -2346 | -2363 | -2375 | -2379 | -2377 | -2375 | -2371 | -2363 | -2353 | -2342 | -2329 | -2315 | -2297 | -2273 | -2246 | -2216 | -2183 | -2149 | -2114 | -2079 | -2045 | -2013 | -1983 | -1954 | -1927 | -1902 | -1879 | -1860 | -1844 | -1827 | -1804 | -1779 | -1754 | -1728 | -1703 | -1681 | -1668 | -1668 | -1673 | -1683 | -1697 | -1712 | -1728 | -1745 | -1762 | -1777 | -1793 | -1807 | -1820 | -1831 | -1840 | -1848 | -1852 | -1858 | -1869 | -1882 | -1897 | -1911 | -1928 | -1946 | -1958 | -1960 | -1959 | -1954 | -1946 | -1934 | -1920 | -1905 | -1887 | -1867 | -1845 | -1819 | -1790 | -1760 | -1731 | -1704 | -1678 | -1653 | -1630 | -1611 | -1596 | -1585 | -1574 | -1563 | -1554 | -1551 | -1553 | -1558 | -1569 | -1584 | -1603 | -1624 | -1647 | -1670 | -1693 | -1718 | -1744 | -1773 | -1801 | -1829 | -1855 | -1876 | -1892 | -1905 | -1915 | -1923 | -1932 | -1941 | -1948 | -1951 | -1950 | -1947 | -1941 | -1932 | -1922 | -1907 | -1888 | -1866 | -1843 | -1820 | -1797 | -1774 | -1753 | -1733 | -1717 | -1711 | -1720 | -1738 | -1762 | -1789 | -1816 | -1842 | -1864 | -1880 | -1892 | -1902 | -1910 | -1918 | -1928 | -1943 | -1966 | -1996 | -2033 | -2075 | -2120 | -2165 | -2210 | -2256 | -2303 | -2348 | -2391 | -2432 | -2471 | -2510 | -2549 | -2589 | -2628 | -2669 | -2711 | -2753 | -2797 | -2842 | -2887 | -2929 | -2968 | -3005 | -3040 | -3071 | -3100 | -3126 | -3150 | -3172 | -3192 | -3211 | -3228 | -3244 | -3258 | -3272 | -3283 | -3291 | -3299 | -3309 | -3319 | -3331 | -3341 | -3352 | -3363 | -3374 | -3386 | -3399 | -3411 | -3423 | -3436 | -3451 | -3465 | -3479 | -3492 | -3497 | -3496 | -3490 | -3483 | -3476 | -3471 | -3468 | -3468 | -3477 | -3488 | -3498 | -3508 | -3518 | -3528 | -3537 | -3544 | -3550 | -3554 | -3558 | -3562 | -3567 | -3572 | -3578 | -3585 | -3594 | -3598 | -3599 | -3599 | -3598 | -3597 | -3596 | -3599 | -3604 | -3610 | -3617 | -3623 | -3629 | -3633 | -3636 | -3639 | -3641 | -3644 | -3645 | -3645 | -3644 | -3641 | -3636 | -3631 | -3627 | -3629 | -3634 | -3638 | -3643 | -3648 | -3654 | -3655 | -3646 | -3634 | -3621 | -3607 | -3593 | -3580 | -3566 | -3552 | -3537 | -3521 | -3507 | -3494 | -3482 | -3472 | -3463 | -3455 | -3450 | -3449 | -3452 | -3456 | -3461 | -3465 | -3466 | -3466 | -3466 | -3466 | -3465 | -3466 | -3465 | -3465 | -3464 | -3464 | -3465 | -3466 | -3467 | -3468 | -3469 | -3471 | -3474 | -3477 | -3477 | -3474 | -3467 | -3460 | -3454 | -3449 | -3446 | -3445 | -3447 | -3451 | -3456 | -3461 | -3468 | -3478 | -3488 | -3500 | -3514 | -3528 | -3543 | -3558 | -3573 | -3587 | -3599 | -3609 | -3617 | -3621 | -3622 | -3620 | -3618 | -3615 | -3612 | -3610 | -3604 | -3594 | -3581 | -3567 | -3550 | -3532 | -3514 | -3498 | -3483 | -3468 | -3454 | -3439 | -3424 | -3408 | -3393 | -3380 | -3368 | -3356 | -3345 | -3334 | -3324 | -3316 | -3309 | -3298 | -3283 | -3267 | -3252 | -3236 | -3220 | -3202 | -3182 | -3156 | -3127 | -3094 | -3060 | -3024 | -2987 | -2950 | -2911 | -2869 | -2831 | -2801 | -2775 | -2752 | -2729 | -2703 | -2677 | -2654 | -2636 | -2620 | -2603 | -2586 | -2569 | -2553 | -2536 | -2520 | -2505 | -2491 | -2479 | -2467 | -2456 | -2447 | -2438 | -2432 | -2426 | -2423 | -2421 | -2419 | -2419 | -2418 | -2417 | -2413 | -2404 | -2396 | -2389 | -2385 | -2382 | -2381 | -2382 | -2385 | -2388 | -2391 | -2393 | -2395 | -2395 | -2396 | -2397 | -2398 | -2399 | -2397 | -2391 | -2382 | -2370 | -2356 | -2343 | -2335 | -2336 | -2340 | -2346 | -2353 | -2361 | -2370 | -2380 | -2389 | -2397 | -2406 | -2416 | -2428 | -2441 | -2456 | -2472 | -2487 | -2500 | -2507 | -2513 | -2517 | -2522 | -2529 | -2537 | -2547 | -2556 | -2569 | -2584 | -2600 | -2615 | -2629 | -2643 | -2656 | -2668 | -2679 | -2688 | -2696 | -2704 | -2712 | -2719 | -2728 | -2740 | -2754 | -2766 | -2775 | -2779 | -2781 | -2784 | -2789 | -2795 | -2797 | -2795 | -2790 | -2784 | -2776 | -2767 | -2758 | -2749 | -2738 | -2726 | -2714 | -2700 | -2687 | -2676 | -2665 | -2654 | -2639 | -2625 | -2612 | -2601 | -2592 | -2582 | -2573 | -2565 | -2561 | -2562 | -2564 | -2567 | -2574 | -2582 | -2594 | -2607 | -2622 | -2638 | -2655 | -2672 | -2688 | -2702 | -2714 | -2725 | -2739 | -2754 | -2770 | -2784 | -2797 | -2809 | -2818 | -2825 | -2830 | -2831 | -2832 | -2833 | -2832 | -2829 | -2826 | -2822 | -2818 | -2815 | -2812 | -2811 | -2811 | -2812 | -2812 | -2811 | -2804 | -2795 | -2784 | -2772 | -2761 | -2751 | -2743 | -2737 | -2733 | -2732 | -2734 | -2738 | -2743 | -2748 | -2753 | -2758 | -2765 | -2771 | -2778 | -2785 | -2793 | -2800 | -2806 | -2816 | -2833 | -2854 | -2878 | -2904 | -2932 | -2959 | -2980 | -2995 | -3004 | -3009 | -3012 | -3012 | -3013 | -3013 | -3015 | -3016 | -3016 | -3015 | -3012 | -3007 | -3001 | -2994 | -2986 | -2979 | -2974 | -2972 | -2974 | -2979 | -2985 | -2991 | -2993 | -2991 | -2987 | -2983 | -2978 | -2973 | -2967 | -2960 | -2952 | -2944 | -2937 | -2933 | -2931 | -2932 | -2937 | -2943 | -2952 | -2963 | -2971 | -2976 | -2976 | -2974 | -2969 | -2964 | -2968 | -2980 | -2996 | -3015 | -3035 | -3057 | -3082 | -3108 | -3136 | -3163 | -3190 | -3214 | -3235 | -3254 | -3272 | -3288 | -3303 | -3312 | -3316 | -3317 | -3315 | -3312 | -3310 | -3314 | -3321 | -3327 | -3331 | -3329 | -3324 | -3313 | -3299 | -3281 | -3261 | -3241 | -3220 | -3203 | -3187 | -3171 | -3153 | -3131 | -3107 | -3086 | -3073 | -3062 | -3055 | -3049 | -3042 | -3030 | -3013 | -2992 | -2973 | -2957 | -2944 | -2934 | -2928 | -2924 | -2923 | -2926 | -2931 | -2937 | -2943 | -2950 | -2958 | -2968 | -2980 | -2989 | -2992 | -2992 | -2991 | -2990 | -2989 | -2991 | -2994 | -2996 | -2998 | -2998 | -2996 | -2992 | -2989 | -2985 | -2982 | -2976 | -2967 | -2956 | -2946 | -2938 | -2932 | -2928 | -2925 | -2929 | -2937 | -2947 | -2957 | -2967 | -2975 | -2981 | -2987 | -2994 | -3003 | -3014 | -3026 | -3039 | -3052 | -3062 | -3071 | -3079 | -3088 | -3098 | -3106 | -3114 | -3121 | -3127 | -3131 | -3134 | -3135 | -3137 | -3138 | -3140 | -3144 | -3148 | -3148 | -3142 | -3135 | -3128 | -3119 | -3110 | -3100 | -3090 | -3081 | -3071 | -3062 | -3051 | -3040 | -3027 | -3014 | -3001 | -2986 | -2972 | -2961 | -2951 | -2941 | -2932 | -2923 | -2914 | -2906 | -2903 | -2901 | -2898 | -2896 | -2893 | -2890 | -2886 | -2882 | -2877 | -2872 | -2866 | -2861 | -2856 | -2850 | -2843 | -2837 | -2831 | -2826 | -2825 | -2826 | -2826 | -2824 | -2818 | -2810 | -2800 | -2790 | -2780 | -2771 | -2762 | -2756 | -2751 | -2747 | -2744 | -2742 | -2740 | -2739 | -2737 | -2735 | -2733 | -2732 | -2729 | -2722 | -2711 | -2697 | -2681 | -2668 | -2659 | -2652 | -2644 | -2638 | -2631 | -2624 | -2618 | -2611 | -2604 | -2595 | -2587 | -2578 | -2569 | -2560 | -2553 | -2546 | -2539 | -2533 | -2526 | -2520 | -2515 | -2512 | -2509 | -2505 | -2500 | -2498 | -2500 | -2504 | -2509 | -2515 | -2520 | -2527 | -2534 | -2542 | -2549 | -2557 | -2565 | -2574 | -2583 | -2592 | -2602 | -2614 | -2627 | -2641 | -2654 | -2667 | -2681 | -2695 | -2710 | -2725 | -2742 | -2757 | -2771 | -2783 | -2794 | -2804 | -2813 | -2821 | -2829 | -2835 | -2840 | -2844 | -2848 | -2851 | -2854 | -2858 | -2860 | -2862 | -2865 | -2867 | -2868 | -2868 | -2865 | -2858 | -2845 | -2830 | -2817 | -2806 | -2797 | -2787 | -2780 | -2775 | -2770 | -2765 | -2760 | -2754 | -2747 | -2740 | -2731 | -2722 | -2710 | -2692 | -2667 | -2642 | -2617 | -2593 | -2573 | -2560 | -2551 | -2543 | -2535 | -2527 | -2518 | -2509 | -2498 | -2483 | -2466 | -2449 | -2435 | -2424 | -2417 | -2414 | -2417 | -2423 | -2432 | -2444 | -2456 | -2465 | -2471 | -2477 | -2481 | -2485 | -2491 | -2498 | -2504 | -2509 | -2512 | -2513 | -2515 | -2520 | -2527 | -2536 | -2544 | -2550 | -2554 | -2556 | -2557 | -2557 | -2557 | -2558 | -2562 | -2569 | -2578 | -2588 | -2598 | -2609 | -2620 | -2632 | -2645 | -2658 | -2672 | -2688 | -2705 | -2722 | -2739 | -2754 | -2768 | -2780 | -2790 | -2796 | -2800 | -2800 | -2796 | -2790 | -2780 | -2770 | -2757 | -2743 | -2730 | -2718 | -2705 | -2694 | -2683 | -2673 | -2663 | -2653 | -2642 | -2631 | -2619 | -2609 | -2599 | -2589 | -2579 | -2570 | -2560 | -2550 | -2542 | -2535 | -2528 | -2521 | -2516 | -2513 | -2511 | -2508 | -2504 | -2501 | -2499 | -2497 | -2496 | -2497 | -2500 | -2505 | -2512 | -2521 | -2531 | -2542 | -2553 | -2562 | -2570 | -2577 | -2585 | -2593 | -2604 | -2615 | -2626 | -2638 | -2649 | -2660 | -2669 | -2674 | -2677 | -2678 | -2678 | -2676 | -2672 | -2667 | -2662 | -2657 | -2651 | -2646 | -2642 | -2639 | -2636 | -2635 | -2633 | -2632 | -2630 | -2629 | -2629 | -2630 | -2632 | -2630 | -2626 | -2621 | -2619 | -2620 | -2622 | -2626 | -2631 | -2636 | -2640 | -2644 | -2649 | -2654 | -2661 | -2668 | -2676 | -2685 | -2697 | -2715 | -2740 | -2768 | -2798 | -2828 | -2855 | -2879 | -2904 | -2929 | -2952 | -2973 | -2992 | -3009 | -3024 | -3037 | -3050 | -3062 | -3074 | -3086 | -3097 | -3110 | -3123 | -3136 | -3150 | -3164 | -3177 | -3189 | -3200 | -3210 | -3220 | -3236 | -3259 | -3285 | -3311 | -3338 | -3368 | -3398 | -3430 | -3463 | -3496 | -3529 | -3561 | -3592 | -3622 | -3649 | -3676 | -3702 | -3724 | -3743 | -3759 | -3773 | -3786 | -3798 | -3810 | -3815 | -3811 | -3803 | -3794 | -3783 | -3771 | -3756 | -3739 | -3720 | -3700
2035 | 2015 | 0 | 7906.8938 | #DIV/0!
2040 | 2015 | 6999 | 10475.9961 | 1.4968 | -4504 | -4494 | -4481 | -4466 | -4446 | -4424 | -4400 | -4373 | -4346 | -4319 | -4290 | -4260 | -4229 | -4197 | -4166 | -4134 | -4105 | -4075 | -4047 | -4019 | -3993 | -3969 | -3943 | -3917 | -3888 | -3859 | -3828 | -3798 | -3772 | -3749 | -3730 | -3711 | -3688 | -3664 | -3642 | -3620 | -3600 | -3586 | -3576 | -3562 | -3543 | -3519 | -3493 | -3466 | -3440 | -3416 | -3395 | -3377 | -3362 | -3352 | -3346 | -3344 | -3343 | -3341 | -3339 | -3340 | -3345 | -3355 | -3368 | -3384 | -3404 | -3420 | -3431 | -3442 | -3453 | -3467 | -3481 | -3494 | -3505 | -3514 | -3520 | -3525 | -3528 | -3529 | -3528 | -3527 | -3525 | -3524 | -3522 | -3522 | -3524 | -3530 | -3537 | -3545 | -3551 | -3557 | -3563 | -3570 | -3579 | -3588 | -3596 | -3606 | -3616 | -3626 | -3637 | -3648 | -3660 | -3675 | -3690 | -3705 | -3719 | -3733 | -3745 | -3754 | -3760 | -3765 | -3768 | -3772 | -3774 | -3775 | -3777 | -3781 | -3785 | -3789 | -3795 | -3801 | -3808 | -3815 | -3823 | -3831 | -3840 | -3848 | -3857 | -3865 | -3873 | -3882 | -3893 | -3904 | -3911 | -3910 | -3905 | -3898 | -3891 | -3886 | -3888 | -3898 | -3912 | -3929 | -3949 | -3971 | -3994 | -4016 | -4037 | -4058 | -4076 | -4093 | -4107 | -4120 | -4133 | -4147 | -4161 | -4175 | -4190 | -4206 | -4220 | -4231 | -4240 | -4245 | -4244 | -4238 | -4229 | -4217 | -4205 | -4191 | -4176 | -4162 | -4149 | -4135 | -4122 | -4109 | -4096 | -4083 | -4067 | -4049 | -4027 | -4005 | -3985 | -3968 | -3953 | -3940 | -3928 | -3917 | -3906 | -3892 | -3875 | -3857 | -3836 | -3814 | -3789 | -3761 | -3732 | -3698 | -3663 | -3628 | -3595 | -3564 | -3537 | -3513 | -3492 | -3469 | -3449 | -3428 | -3406 | -3386 | -3369 | -3355 | -3338 | -3316 | -3293 | -3267 | -3239 | -3210 | -3181 | -3151 | -3124 | -3099 | -3075 | -3050 | -3022 | -2989 | -2950 | -2901 | -2845 | -2791 | -2739 | -2691 | -2646 | -2602 | -2555 | -2506 | -2461 | -2420 | -2383 | -2349 | -2319 | -2290 | -2263 | -2238 | -2215 | -2194 | -2179 | -2171 | -2173 | -2185 | -2205 | -2234 | -2270 | -2310 | -2357 | -2409 | -2467 | -2529 | -2594 | -2660 | -2724 | -2784 | -2843 | -2903 | -2964 | -3025 | -3086 | -3147 | -3205 | -3260 | -3310 | -3353 | -3388 | -3415 | -3439 | -3459 | -3478 | -3493 | -3499 | -3499 | -3493 | -3484 | -3474 | -3463 | -3456 | -3453 | -3450 | -3446 | -3442 | -3439 | -3439 | -3441 | -3446 | -3451 | -3455 | -3457 | -3459 | -3460 | -3463 | -3467 | -3471 | -3468 | -3452 | -3428 | -3401 | -3371 | -3342 | -3318 | -3306 | -3306 | -3310 | -3313 | -3315 | -3314 | -3308 | -3298 | -3287 | -3277 | -3268 | -3261 | -3253 | -3244 | -3233 | -3221 | -3211 | -3208 | -3215 | -3229 | -3246 | -3265 | -3284 | -3300 | -3305 | -3297 | -3284 | -3273 | -3262 | -3253 | -3246 | -3240 | -3237 | -3234 | -3234 | -3241 | -3253 | -3270 | -3291 | -3311 | -3328 | -3338 | -3345 | -3352 | -3359 | -3363 | -3364 | -3365 | -3365 | -3373 | -3382 | -3391 | -3399 | -3406 | -3413 | -3420 | -3425 | -3429 | -3430 | -3426 | -3418 | -3409 | -3398 | -3387 | -3376 | -3370 | -3365 | -3357 | -3347 | -3335 | -3319 | -3302 | -3287 | -3271 | -3255 | -3238 | -3219 | -3202 | -3186 | -3171 | -3154 | -3136 | -3117 | -3096 | -3075 | -3052 | -3029 | -3006 | -2985 | -2971 | -2965 | -2966 | -2973 | -2986 | -3002 | -3019 | -3032 | -3038 | -3043 | -3051 | -3063 | -3078 | -3093 | -3110 | -3128 | -3149 | -3173 | -3198 | -3223 | -3250 | -3277 | -3306 | -3335 | -3359 | -3378 | -3392 | -3403 | -3411 | -3418 | -3424 | -3433 | -3452 | -3474 | -3497 | -3518 | -3538 | -3556 | -3574 | -3592 | -3610 | -3627 | -3645 | -3662 | -3679 | -3695 | -3709 | -3723 | -3736 | -3746 | -3751 | -3754 | -3755 | -3756 | -3758 | -3762 | -3765 | -3770 | -3775 | -3781 | -3788 | -3794 | -3800 | -3806 | -3809 | -3810 | -3810 | -3808 | -3805 | -3802 | -3797 | -3791 | -3785 | -3786 | -3791 | -3799 | -3806 | -3814 | -3820 | -3824 | -3822 | -3816 | -3808 | -3799 | -3790 | -3782 | -3774 | -3767 | -3761 | -3759 | -3760 | -3765 | -3773 | -3781 | -3791 | -3802 | -3810 | -3809 | -3804 | -3797 | -3788 | -3779 | -3770 | -3764 | -3763 | -3762 | -3759 | -3754 | -3747 | -3738 | -3728 | -3716 | -3703 | -3686 | -3667 | -3645 | -3621 | -3597 | -3572 | -3547 | -3525 | -3510 | -3499 | -3491 | -3483 | -3477 | -3471 | -3463 | -3451 | -3438 | -3427 | -3416 | -3407 | -3400 | -3394 | -3391 | -3389 | -3388 | -3388 | -3389 | -3391 | -3393 | -3397 | -3401 | -3406 | -3414 | -3423 | -3435 | -3448 | -3463 | -3476 | -3486 | -3491 | -3497 | -3504 | -3513 | -3523 | -3532 | -3542 | -3551 | -3560 | -3570 | -3581 | -3592 | -3602 | -3613 | -3624 | -3635 | -3647 | -3658 | -3670 | -3683 | -3696 | -3709 | -3721 | -3734 | -3746 | -3758 | -3768 | -3778 | -3786 | -3793 | -3800 | -3806 | -3812 | -3817 | -3822 | -3826 | -3831 | -3835 | -3837 | -3839 | -3842 | -3846 | -3851 | -3856 | -3861 | -3866 | -3870 | -3873 | -3875 | -3878 | -3880 | -3882 | -3884 | -3886 | -3887 | -3889 | -3891 | -3894 | -3900 | -3907 | -3916 | -3927 | -3938 | -3950 | -3957 | -3956 | -3950 | -3944 | -3936 | -3929 | -3922 | -3920 | -3923 | -3928 | -3936 | -3948 | -3963 | -3981 | -3998 | -4015 | -4029 | -4040 | -4045 | -4045 | -4040 | -4031 | -4018 | -4004 | -3994 | -3989 | -3987 | -3985 | -3984 | -3984 | -3984 | -3981 | -3975 | -3967 | -3958 | -3946 | -3933 | -3920 | -3907 | -3895 | -3884 | -3876 | -3871 | -3871 | -3873 | -3879 | -3887 | -3898 | -3905 | -3907 | -3905 | -3901 | -3897 | -3892 | -3887 | -3885 | -3894 | -3909 | -3929 | -3951 | -3972 | -3988 | -4001 | -4010 | -4015 | -4017 | -4013 | -4006 | -3995 | -3982 | -3968 | -3954 | -3944 | -3940 | -3942 | -3945 | -3948 | -3950 | -3952 | -3952 | -3947 | -3937 | -3921 | -3901 | -3880 | -3861 | -3844 | -3828 | -3815 | -3803 | -3795 | -3790 | -3788 | -3786 | -3786 | -3784 | -3784 | -3786 | -3791 | -3801 | -3814 | -3831 | -3848 | -3863 | -3871 | -3879 | -3887 | -3897 | -3910 | -3925 | -3944 | -3965 | -3989 | -4014 | -4041 | -4069 | -4097 | -4127 | -4158 | -4190 | -4213 | -4223 | -4222 | -4215 | -4203 | -4189 | -4174 | -4162 | -4159 | -4160 | -4163 | -4168 | -4174 | -4180 | -4185 | -4189 | -4191 | -4193 | -4195 | -4197 | -4198 | -4198 | -4198 | -4196 | -4197 | -4203 | -4210 | -4218 | -4226 | -4234 | -4243 | -4249 | -4248 | -4245 | -4239 | -4231 | -4221 | -4210 | -4199 | -4188 | -4179 | -4171 | -4164 | -4158 | -4153 | -4148 | -4145 | -4142 | -4138 | -4131 | -4125 | -4121 | -4118 | -4116 | -4114 | -4113 | -4114 | -4118 | -4124 | -4130 | -4136 | -4142 | -4148 | -4153 | -4157 | -4160 | -4163 | -4165 | -4168 | -4172 | -4179 | -4187 | -4197 | -4208 | -4213 | -4214 | -4213 | -4211 | -4209 | -4208 | -4210 | -4215 | -4220 | -4226 | -4232 | -4238 | -4243 | -4249 | -4258 | -4269 | -4280 | -4291 | -4301 | -4310 | -4318 | -4322 | -4324 | -4327 | -4332 | -4338 | -4345 | -4352 | -4358 | -4362 | -4364 | -4366 | -4368 | -4372 | -4376 | -4383 | -4393 | -4403 | -4414 | -4424 | -4433 | -4442 | -4449 | -4455 | -4460 | -4463 | -4468 | -4474 | -4482 | -4489 | -4495 | -4500 | -4505 | -4509 | -4509 | -4505 | -4500 | -4495 | -4489 | -4482 | -4473 | -4464 | -4453 | -4443 | -4433 | -4425 | -4418 | -4411 | -4406 | -4402 | -4401 | -4403 | -4406 | -4410 | -4414 | -4418 | -4423 | -4430 | -4437 | -4444 | -4453 | -4463 | -4474 | -4486 | -4500 | -4515 | -4531 | -4548 | -4566 | -4584 | -4603 | -4621 | -4641 | -4659 | -4673 | -4679 | -4682 | -4683 | -4681 | -4677 | -4672 | -4665 | -4666 | -4673 | -4682 | -4690 | -4696 | -4700 | -4700 | -4698 | -4692 | -4682 | -4668 | -4648 | -4623 | -4595 | -4563 | -4528 | -4497 | -4473 | -4457 | -4448 | -4445 | -4449 | -4456 | -4463 | -4460 | -4448 | -4432 | -4414 | -4396 | -4379 | -4363 | -4349 | -4339 | -4330 | -4325 | -4322 | -4323 | -4326 | -4330 | -4335 | -4342 | -4351 | -4359 | -4364 | -4364 | -4359 | -4351 | -4338 | -4320 | -4299 | -4276 | -4251 | -4224 | -4196 | -4166 | -4134 | -4101 | -4068 | -4035 | -4002 | -3970 | -3939 | -3909 | -3881 | -3851 | -3820 | -3789 | -3759 | -3730 | -3703 | -3679 | -3658 | -3643 | -3634 | -3630 | -3628 | -3629 | -3632 | -3636 | -3640 | -3644 | -3648 | -3650 | -3653 | -3654 | -3657 | -3659 | -3661 | -3660 | -3654 | -3647 | -3640 | -3633 | -3625 | -3619 | -3614 | -3615 | -3617 | -3620 | -3621 | -3621 | -3622 | -3622 | -3623 | -3626 | -3631 | -3638 | -3646 | -3656 | -3665 | -3673 | -3681 | -3688 | -3694 | -3698 | -3700 | -3702 | -3703 | -3703 | -3703 | -3705 | -3709 | -3714 | -3721 | -3730 | -3739 | -3749 | -3759 | -3768 | -3774 | -3779 | -3783 | -3786 | -3791 | -3797 | -3805 | -3812 | -3817 | -3820 | -3821 | -3821 | -3821 | -3820 | -3821 | -3823 | -3826 | -3830 | -3832 | -3832 | -3831 | -3829 | -3827 | -3825 | -3824 | -3823 | -3823 | -3822 | -3821 | -3819 | -3817 | -3814 | -3812 | -3809 | -3806 | -3801 | -3796 | -3791 | -3786 | -3780 | -3771 | -3759 | -3746 | -3732 | -3718 | -3704 | -3691 | -3677 | -3663 | -3649 | -3635 | -3622 | -3608 | -3595 | -3582 | -3570 | -3561 | -3554 | -3547 | -3538 | -3529 | -3519 | -3511 | -3506 | -3504 | -3503 | -3503 | -3504 | -3506 | -3509 | -3512 | -3515 | -3518 | -3522 | -3525 | -3529 | -3532 | -3535 | -3535 | -3529 | -3521 | -3513 | -3505 | -3500 | -3496 | -3493 | -3492 | -3493 | -3497 | -3502 | -3507 | -3512 | -3516 | -3519 | -3522 | -3526 | -3530 | -3534 | -3538 | -3542 | -3546 | -3550 | -3555 | -3562 | -3570 | -3577 | -3586 | -3596 | -3608 | -3620 | -3630 | -3636 | -3640 | -3642 | -3643 | -3644 | -3645 | -3646 | -3647 | -3648 | -3648 | -3648 | -3647 | -3646 | -3645 | -3643 | -3642 | -3645 | -3652 | -3662 | -3674 | -3685 | -3695 | -3702 | -3708 | -3711 | -3712 | -3713 | -3715 | -3717 | -3720 | -3723 | -3727 | -3730 | -3733 | -3737 | -3740 | -3744 | -3748 | -3752 | -3753 | -3753 | -3749 | -3743 | -3733 | -3723 | -3714 | -3706 | -3699 | -3690 | -3680 | -3670 | -3660 | -3648 | -3635 | -3620 | -3604 | -3587 | -3569 | -3549 | -3529 | -3510 | -3494 | -3481 | -3471 | -3457 | -3442 | -3423 | -3401 | -3376 | -3350 | -3326 | -3308 | -3303 | -3305 | -3307 | -3309 | -3314 | -3320 | -3326 | -3334 | -3344 | -3354 | -3365 | -3376 | -3385 | -3390 | -3394 | -3396 | -3399 | -3402 | -3405 | -3409 | -3413 | -3418 | -3420 | -3419 | -3411 | -3402 | -3393 | -3383 | -3372 | -3363 | -3354 | -3346 | -3338 | -3331 | -3324 | -3318 | -3311 | -3303 | -3293 | -3285 | -3280 | -3282 | -3293 | -3310 | -3334 | -3362 | -3392 | -3418 | -3435 | -3441 | -3446 | -3450 | -3452 | -3454 | -3455 | -3456 | -3458 | -3461 | -3464 | -3466 | -3470 | -3475 | -3481 | -3485 | -3487 | -3484 | -3478 | -3466 | -3448 | -3426 | -3401 | -3376 | -3356 | -3346 | -3335 | -3325 | -3315 | -3304 | -3292 | -3279 | -3265 | -3249 | -3232 | -3214 | -3196 | -3176 | -3158 | -3143 | -3135 | -3136 | -3144 | -3160 | -3180 | -3204 | -3228 | -3249 | -3264 | -3271 | -3276 | -3281 | -3285 | -3289 | -3294 | -3300 | -3306 | -3312 | -3320 | -3328 | -3337 | -3347 | -3356 | -3364 | -3373 | -3378 | -3379 | -3377 | -3373 | -3369 | -3365 | -3362 | -3361 | -3361 | -3364 | -3368 | -3374 | -3380 | -3386 | -3392 | -3398 | -3404 | -3411 | -3418 | -3424 | -3431 | -3438 | -3442 | -3440 | -3435 | -3430 | -3426 | -3421 | -3414 | -3405 | -3395 | -3388 | -3386 | -3386 | -3388 | -3392 | -3398 | -3406 | -3413 | -3421 | -3428 | -3434 | -3441 | -3447 | -3455 | -3464 | -3469 | -3471 | -3468 | -3458 | -3443 | -3428 | -3412 | -3397 | -3385 | -3378 | -3375 | -3373 | -3371 | -3368 | -3363 | -3356 | -3348 | -3339 | -3332 | -3325 | -3320 | -3314 | -3306 | -3297 | -3289 | -3286 | -3288 | -3294 | -3303 | -3314 | -3326 | -3336 | -3344 | -3349 | -3352 | -3353 | -3355 | -3357 | -3360 | -3364 | -3368 | -3374 | -3379 | -3384 | -3388 | -3393 | -3400 | -3406 | -3406 | -3404 | -3400 | -3394 | -3388 | -3382 | -3376 | -3371 | -3367 | -3363 | -3352 | -3339 | -3324 | -3310 | -3294 | -3276 | -3256 | -3232 | -3204 | -3173 | -3141 | -3108 | -3073 | -3040 | -3013 | -2994 | -2984 | -2981 | -2978 | -2975 | -2972 | -2971 | -2972 | -2971 | -2970 | -2972 | -2974 | -2977 | -2982 | -2988 | -2995 | -3005 | -3018 | -3038 | -3063 | -3089 | -3118 | -3147 | -3173 | -3192 | -3203 | -3211 | -3219 | -3227 | -3234 | -3238 | -3237 | -3238 | -3248 | -3261 | -3276 | -3292 | -3307 | -3321 | -3336 | -3350 | -3363 | -3368 | -3366 | -3360 | -3350 | -3339 | -3331 | -3327 | -3327 | -3329 | -3332 | -3336 | -3342 | -3351 | -3361 | -3373 | -3381 | -3386 | -3388 | -3388 | -3387 | -3387 | -3387 | -3387 | -3388 | -3392 | -3400 | -3410 | -3423 | -3438 | -3451 | -3461 | -3469 | -3478 | -3489 | -3501 | -3514 | -3525 | -3536 | -3542 | -3543 | -3543 | -3544 | -3546 | -3550 | -3554 | -3560 | -3566 | -3573 | -3580 | -3587 | -3593 | -3597 | -3600 | -3601 | -3600 | -3599 | -3597 | -3595 | -3592 | -3586 | -3579 | -3571 | -3565 | -3566 | -3569 | -3573 | -3576 | -3577 | -3578 | -3577 | -3576 | -3576 | -3575 | -3574 | -3573 | -3574 | -3575 | -3573 | -3566 | -3553 | -3535 | -3514 | -3491 | -3467 | -3443 | -3421 | -3400 | -3381 | -3363 | -3346 | -3327 | -3307 | -3289 | -3274 | -3259 | -3245 | -3234 | -3225 | -3217 | -3211 | -3204 | -3195 | -3188 | -3180 | -3171 | -3163 | -3155 | -3148 | -3141 | -3136 | -3133 | -3136 | -3139 | -3143 | -3151 | -3160 | -3168 | -3177 | -3185 | -3191 | -3196 | -3199 | -3199 | -3197 | -3192 | -3191 | -3194 | -3198 | -3202 | -3207 | -3211 | -3217 | -3222 | -3226 | -3226 | -3218 | -3209 | -3198 | -3188 | -3176 | -3164 | -3152 | -3141 | -3130 | -3118 | -3108 | -3099 | -3093 | -3089 | -3082 | -3071 | -3056 | -3039 | -3021 | -3002 | -2981 | -2961 | -2942 | -2926 | -2911 | -2895 | -2881 | -2871 | -2862 | -2856 | -2849 | -2842 | -2834 | -2825 | -2815 | -2803 | -2787 | -2769 | -2759 | -2760 | -2774 | -2797 | -2827 | -2860 | -2895 | -2931 | -2965 | -2995 | -3021 | -3049 | -3078 | -3103 | -3126 | -3145 | -3163 | -3179 | -3194 | -3209 | -3226 | -3245 | -3266 | -3290 | -3311 | -3328 | -3339 | -3348 | -3354 | -3359 | -3362 | -3364 | -3365 | -3365 | -3364 | -3361 | -3358 | -3355 | -3353 | -3353 | -3354 | -3356 | -3359 | -3362 | -3365 | -3368 | -3370 | -3373 | -3372 | -3371 | -3368 | -3363 | -3358 | -3353 | -3350 | -3347 | -3346 | -3345 | -3346 | -3348 | -3350 | -3350 | -3349 | -3348 | -3349 | -3350 | -3350 | -3349 | -3349 | -3347 | -3345 | -3342 | -3343 | -3345 | -3346 | -3345 | -3344 | -3341 | -3338 | -3336 | -3334 | -3334 | -3333 | -3331 | -3328 | -3323 | -3319 | -3313 | -3307 | -3301 | -3295 | -3289 | -3284 | -3279 | -3274 | -3270 | -3265 | -3260 | -3253 | -3246 | -3236 | -3225 | -3213 | -3200 | -3185 | -3171 | -3157 | -3145 | -3135 | -3126 | -3117 | -3107 | -3096 | -3085 | -3073 | -3061 | -3050 | -3038 | -3024 | -3010 | -2998 | -2988 | -2976 | -2962 | -2947 | -2932 | -2917 | -2902 | -2888 | -2875 | -2860 | -2844 | -2826 | -2808 | -2791 | -2776 | -2764 | -2754 | -2746 | -2741 | -2738 | -2736 | -2736 | -2735 | -2730 | -2720 | -2708 | -2695 | -2682 | -2670 | -2658 | -2648 | -2637 | -2627 | -2625 | -2628 | -2632 | -2637 | -2643 | -2647 | -2649 | -2651 | -2654 | -2659 | -2666 | -2673 | -2684 | -2694 | -2697 | -2697 | -2697 | -2698 | -2699 | -2701 | -2704 | -2706 | -2708 | -2710 | -2714 | -2717 | -2719 | -2718 | -2715 | -2714 | -2715 | -2718 | -2721 | -2724 | -2728 | -2731 | -2731 | -2733 | -2735 | -2738 | -2743 | -2749 | -2756 | -2763 | -2770 | -2776 | -2781 | -2785 | -2789 | -2792 | -2795 | -2800 | -2806 | -2814 | -2822 | -2829 | -2834 | -2837 | -2838 | -2839 | -2839 | -2839 | -2841 | -2840 | -2839 | -2836 | -2831 | -2826 | -2821 | -2815 | -2810 | -2806 | -2805 | -2807 | -2811 | -2817 | -2823 | -2827 | -2829 | -2831 | -2833 | -2833 | -2833 | -2832 | -2833 | -2832 | -2826 | -2820 | -2813 | -2806 | -2797 | -2788 | -2780 | -2773 | -2767 | -2761 | -2746 | -2723 | -2699 | -2676 | -2654 | -2634 | -2617 | -2602 | -2586 | -2571 | -2555 | -2540 | -2525 | -2513 | -2515 | -2526 | -2544 | -2566 | -2591 | -2617 | -2643 | -2669 | -2695 | -2719 | -2742 | -2772 | -2804 | -2837 | -2870 | -2903 | -2933 | -2963 | -2994 | -3025 | -3056 | -3085 | -3114 | -3137 | -3152 | -3160 | -3164 | -3164 | -3160 | -3153 | -3142 | -3128 | -3112 | -3096 | -3086 | -3079 | -3069 | -3057 | -3044 | -3029 | -3013 | -2995 | -2978 | -2959 | -2941 | -2924 | -2907 | -2890 | -2869 | -2845 | -2817 | -2788 | -2761 | -2737 | -2716 | -2697 | -2679 | -2660 | -2640 | -2619 | -2601 | -2585 | -2572 | -2560 | -2550 | -2541 | -2532 | -2523 | -2516 | -2509 | -2502 | -2494 | -2485 | -2481 | -2480 | -2484 | -2493 | -2505 | -2522 | -2540 | -2560 | -2579 | -2586 | -2581 | -2571 | -2555 | -2536 | -2515 | -2492 | -2467 | -2442 | -2417 | -2392 | -2366 | -2340 | -2319 | -2311 | -2311 | -2316 | -2322 | -2325 | -2323 | -2318 | -2310 | -2300 | -2290 | -2286 | -2287 | -2291 | -2297 | -2304 | -2312 | -2322 | -2333 | -2346 | -2359 | -2373 | -2386 | -2400 | -2415 | -2434 | -2455 | -2481 | -2508 | -2537 | -2564 | -2591 | -2618 | -2645 | -2671 | -2694 | -2715 | -2735 | -2755 | -2773 | -2791 | -2808 | -2823 | -2837 | -2850 | -2863 | -2876 | -2889 | -2899 | -2899 | -2893 | -2884 | -2874 | -2865 | -2857 | -2848 | -2838 | -2827 | -2816 | -2811 | -2817 | -2824 | -2834 | -2844 | -2855 | -2863 | -2870 | -2875 | -2879 | -2881 | -2879 | -2873 | -2865 | -2854 | -2841 | -2822 | -2799 | -2774 | -2749 | -2727 | -2706 | -2687 | -2669 | -2650 | -2619 | -2584 | -2548 | -2511 | -2475 | -2439 | -2403 | -2366 | -2329 | -2294 | -2263 | -2236 | -2214 | -2197 | -2188 | -2190 | -2199 | -2212 | -2227 | -2243 | -2265 | -2290 | -2315 | -2338 | -2362 | -2389 | -2416 | -2444 | -2473 | -2505 | -2539 | -2576 | -2616 | -2654 | -2685 | -2708 | -2726 | -2743 | -2753 | -2753 | -2741 | -2723 | -2702 | -2680 | -2656 | -2630 | -2605 | -2581 | -2557 | -2535 | -2515 | -2498 | -2483 | -2469 | -2456 | -2443 | -2429 | -2419 | -2416 | -2422 | -2433 | -2447 | -2470 | -2506 | -2553 | -2608 | -2665 | -2720 | -2775 | -2827 | -2875 | -2919 | -2961 | -2999 | -3034 | -3064 | -3089 | -3110 | -3129 | -3147 | -3163 | -3179 | -3193 | -3202 | -3208 | -3211 | -3210 | -3207 | -3204 | -3201 | -3200 | -3201 | -3199 | -3195 | -3191 | -3188 | -3186 | -3185 | -3187 | -3191 | -3198 | -3206 | -3216 | -3227 | -3238 | -3251 | -3265 | -3281 | -3297 | -3310 | -3318 | -3323 | -3324 | -3321 | -3314 | -3303 | -3292 | -3282 | -3270 | -3261 | -3260 | -3258 | -3256 | -3254 | -3252 | -3250 | -3249 | -3248 | -3246 | -3243 | -3239 | -3233 | -3222 | -3211 | -3199 | -3191 | -3186 | -3183 | -3184 | -3188 | -3194 | -3203 | -3212 | -3220 | -3222 | -3224 | -3226 | -3228 | -3230 | -3235 | -3242 | -3251 | -3263 | -3276 | -3290 | -3305 | -3321 | -3334 | -3345 | -3355 | -3365 | -3375 | -3385 | -3395 | -3403 | -3409 | -3416 | -3422 | -3433 | -3447 | -3461 | -3474 | -3484 | -3490 | -3493 | -3494 | -3493 | -3491 | -3489 | -3488 | -3484 | -3481 | -3478 | -3476 | -3476 | -3479 | -3485 | -3492 | -3500 | -3510 | -3520 | -3529 | -3530 | -3529 | -3526 | -3524 | -3522 | -3519 | -3517 | -3515 | -3513 | -3512 | -3510 | -3509 | -3511 | -3517 | -3522 | -3526 | -3524 | -3515 | -3501 | -3481 | -3458 | -3433 | -3407 | -3385 | -3370 | -3357 | -3345 | -3335 | -3324 | -3313 | -3302 | -3288 | -3271 | -3251 | -3231 | -3210 | -3190 | -3170 | -3149 | -3126 | -3103 | -3083 | -3063 | -3046 | -3029 | -3013 | -2996 | -2978 | -2958 | -2938 | -2917 | -2896 | -2875 | -2854 | -2836 | -2819 | -2804 | -2790 | -2778 | -2765 | -2750 | -2733 | -2715 | -2694 | -2669 | -2638 | -2604 | -2569 | -2532 | -2497 | -2464 | -2438 | -2421 | -2405 | -2391 | -2377 | -2365 | -2353 | -2340 | -2327 | -2316 | -2304 | -2293 | -2283 | -2270 | -2254 | -2232 | -2204 | -2175 | -2146 | -2119 | -2094 | -2070 | -2048 | -2026 | -2003 | -1978 | -1954 | -1931 | -1911 | -1892 | -1875 | -1860 | -1845 | -1828 | -1810 | -1793 | -1777 | -1763 | -1754 | -1750 | -1749 | -1752 | -1756 | -1764 | -1775 | -1788 | -1804 | -1819 | -1832 | -1840 | -1848 | -1854 | -1857 | -1857 | -1855 | -1850 | -1845 | -1842 | -1840 | -1838 | -1835 | -1828 | -1822 | -1815 | -1812 | -1810 | -1809 | -1807 | -1803 | -1795 | -1784 | -1772 | -1760 | -1749 | -1734 | -1720 | -1711 | -1706 | -1706 | -1707 | -1708 | -1710 | -1712 | -1715 | -1717 | -1713 | -1707 | -1699 | -1692 | -1688 | -1686 | -1685 | -1686 | -1690 | -1698 | -1709 | -1721 | -1731 | -1746 | -1761 | -1774 | -1783 | -1792 | -1803 | -1817 | -1832 | -1849 | -1866 | -1882 | -1904 | -1929 | -1957 | -1983 | -2006 | -2025 | -2042 | -2055 | -2063 | -2068 | -2068 | -2068 | -2071 | -2072 | -2072 | -2071 | -2070 | -2068 | -2062 | -2053 | -2041 | -2025 | -2008 | -1989 | -1967 | -1938 | -1903 | -1863 | -1823 | -1783 | -1745 | -1707 | -1672 | -1637 | -1603 | -1570 | -1540 | -1511 | -1484 | -1460 | -1438 | -1416 | -1396 | -1377 | -1358 | -1340 | -1323 | -1309 | -1295 | -1280 | -1267 | -1253 | -1240 | -1229 | -1220 | -1213 | -1209 | -1208 | -1211 | -1216 | -1214 | -1211 | -1206 | -1199 | -1190 | -1180 | -1170 | -1161 | -1154 | -1148 | -1142 | -1137 | -1139 | -1152 | -1173 | -1203 | -1239 | -1278 | -1322 | -1371 | -1423 | -1475 | -1524 | -1565 | -1598 | -1629 | -1660 | -1691 | -1725 | -1762 | -1801 | -1842 | -1884 | -1927 | -1970 | -2012 | -2058 | -2109 | -2161 | -2215 | -2269 | -2320 | -2367 | -2409 | -2446 | -2481 | -2512 | -2544 | -2582 | -2627 | -2673 | -2718 | -2759 | -2797 | -2832 | -2864 | -2892 | -2918 | -2943 | -2966 | -2977 | -2976 | -2969 | -2957 | -2939 | -2917 | -2891 | -2862 | -2831 | -2800 | -2769 | -2742 | -2721 | -2696 | -2670 | -2645 | -2623 | -2603 | -2583 | -2563 | -2543 | -2525 | -2506 | -2488 | -2471 | -2454 | -2436 | -2419 | -2403 | -2385 | -2369 | -2352 | -2336 | -2321 | -2306 | -2291 | -2273 | -2260 | -2248 | -2235 | -2220 | -2205 | -2194 | -2185 | -2178 | -2173 | -2169 | -2164 | -2158 | -2150 | -2143 | -2133 | -2122 | -2111 | -2100 | -2087 | -2074 | -2061 | -2047 | -2033 | -2020 | -2008 | -1997 | -1987 | -1978 | -1967 | -1955 | -1941 | -1927 | -1913 | -1899 | -1886 | -1871 | -1855 | -1836 | -1818 | -1801 | -1787 | -1776 | -1766 | -1757 | -1748 | -1741 | -1734 | -1732 | -1731 | -1731 | -1733 | -1735 | -1737 | -1739 | -1741 | -1742 | -1741 | -1739 | -1737 | -1745 | -1761 | -1780 | -1798 | -1816 | -1833 | -1850 | -1867 | -1886 | -1907 | -1928 | -1949 | -1963 | -1973 | -1981 | -1986 | -1991 | -1994 | -1996 | -1998 | -1999 | -2000 | -2002 | -2002 | -2001 | -1997 | -1991 | -1985 | -1979 | -1972 | -1965 | -1957 | -1947 | -1935 | -1920 | -1901 | -1882 | -1863 | -1848 | -1837 | -1828 | -1822 | -1817 | -1813 | -1810 | -1808 | -1806 | -1803 | -1789 | -1775 | -1756 | -1733 | -1709 | -1685 | -1661 | -1638 | -1617 | -1599 | -1583 | -1572 | -1563 | -1552 | -1538 | -1520 | -1499 | -1476 | -1452 | -1427 | -1401 | -1374 | -1347 | -1322 | -1307 | -1295 | -1290 | -1292 | -1297 | -1305 | -1315 | -1325 | -1333 | -1340 | -1345 | -1346 | -1345 | -1348 | -1352 | -1356 | -1360 | -1366 | -1372 | -1380 | -1388 | -1396 | -1404 | -1409 | -1412 | -1413 | -1410 | -1402 | -1392 | -1381 | -1368 | -1355 | -1343 | -1331 | -1321 | -1313 | -1306 | -1299 | -1293 | -1290 | -1289 | -1288 | -1286 | -1284 | -1281 | -1280 | -1278 | -1276 | -1277 | -1282 | -1298 | -1324 | -1359 | -1403 | -1455 | -1518 | -1591 | -1668 | -1745 | -1819 | -1882 | -1936 | -1986 | -2031 | -2071 | -2110 | -2147 | -2185 | -2223 | -2262 | -2302 | -2344 | -2385 | -2419 | -2447 | -2468 | -2480 | -2482 | -2473 | -2452 | -2420 | -2384 | -2347 | -2313 | -2291 | -2278 | -2269 | -2261 | -2255 | -2249 | -2243 | -2237 | -2229 | -2221 | -2212 | -2199 | -2188 | -2182 | -2178 | -2176 | -2176 | -2179 | -2185 | -2194 | -2204 | -2213 | -2220 | -2226 | -2226 | -2223 | -2220 | -2219 | -2216 | -2213 | -2209 | -2203 | -2196 | -2185 | -2173 | -2162 | -2156 | -2156 | -2157 | -2155 | -2151 | -2148 | -2143 | -2138 | -2130 | -2121 | -2112 | -2105 | -2095 | -2081 | -2065 | -2048 | -2028 | -2009 | -1989 | -1969 | -1950 | -1932 | -1916 | -1902 | -1892 | -1883 | -1879 | -1881 | -1884 | -1885 | -1883 | -1879 | -1874 | -1870 | -1864 | -1858 | -1853 | -1851 | -1850 | -1850 | -1850 | -1850 | -1850 | -1848 | -1847 | -1846 | -1846 | -1844 | -1838 | -1830 | -1820 | -1807 | -1793 | -1782 | -1774 | -1769 | -1767 | -1765 | -1761 | -1752 | -1740 | -1726 | -1713 | -1697 | -1681 | -1664 | -1648 | -1633 | -1618 | -1602 | -1586 | -1567 | -1544 | -1517 | -1487 | -1455 | -1420 | -1381 | -1339 | -1294 | -1250 | -1207 | -1168 | -1133 | -1103 | -1076 | -1052 | -1031 | -1014 | -1000 | -988 | -977 | -966 | -955 | -946 | -938 | -927 | -913 | -897 | -878 | -858 | -840 | -824 | -807 | -791 | -773 | -755 | -742 | -730 | -716 | -701 | -686 | -683 | -683 | -683 | -683 | -683 | -683 | -683 | -683 | -683 | -683 | -683 | -683 | -683 | -683 | -701 | -740 | -783 | -830 | -881 | -929 | -973 | -1017 | -1062 | -1107 | -1150 | -1193 | -1234 | -1273 | -1310 | -1347 | -1385 | -1419 | -1447 | -1467 | -1480 | -1490 | -1496 | -1499 | -1500 | -1497 | -1490 | -1480 | -1466 | -1450 | -1439 | -1431 | -1422 | -1411 | -1401 | -1393 | -1384 | -1375 | -1367 | -1359 | -1350 | -1342 | -1336 | -1334 | -1331 | -1326 | -1318 | -1307 | -1296 | -1283 | -1271 | -1259 | -1246 | -1233 | -1221 | -1210 | -1199 | -1190 | -1181 | -1174 | -1167 | -1161 | -1155 | -1148 | -1143 | -1137 | -1132 | -1128 | -1129 | -1136 | -1146 | -1159 | -1173 | -1189 | -1206 | -1224 | -1243 | -1262 | -1277 | -1287 | -1295 | -1302 | -1306 | -1308 | -1307 | -1307 | -1307 | -1308 | -1309 | -1313 | -1317 | -1320 | -1322 | -1326 | -1331 | -1336 | -1341 | -1345 | -1346 | -1344 | -1341 | -1337 | -1336 | -1341 | -1349 | -1359 | -1371 | -1386 | -1404 | -1425 | -1449 | -1473 | -1497 | -1516 | -1527 | -1533 | -1537 | -1535 | -1528 | -1519 | -1506 | -1491 | -1478 | -1465 | -1453 | -1443 | -1438 | -1435 | -1431 | -1426 | -1421 | -1416 | -1410 | -1402 | -1393 | -1383 | -1373 | -1363 | -1351 | -1337 | -1316 | -1291 | -1265 | -1238 | -1210 | -1182 | -1155 | -1126 | -1098 | -1072 | -1046 | -1018 | -992 | -968 | -945 | -918 | -888 | -854 | -818 | -780 | -742 | -710 | -692 | -686 | -691 | -698 | -706 | -716 | -730 | -745 | -761 | -779 | -794 | -805 | -809 | -808 | -804 | -799 | -793 | -786 | -781 | -779 | -778 | -780 | -786 | -794 | -808 | -821 | -831 | -844 | -861 | -879 | -897 | -916 | -936 | -956 | -977 | -999 | -1020 | -1042 | -1065 | -1088 | -1111 | -1135 | -1161 | -1187 | -1214 | -1237 | -1257 | -1274 | -1289 | -1308 | -1333 | -1361 | -1390 | -1417 | -1446 | -1475 | -1503 | -1531 | -1558 | -1583 | -1604 | -1621 | -1635 | -1647 | -1657 | -1666 | -1673 | -1680 | -1688 | -1696 | -1703 | -1705 | -1700 | -1687 | -1665 | -1640 | -1614 | -1586 | -1553 | -1518 | -1482 | -1445 | -1409 | -1375 | -1349 | -1333 | -1319 | -1306 | -1293 | -1279 | -1266 | -1255 | -1244 | -1235 | -1227 | -1217 | -1206 | -1202 | -1205 | -1209 | -1214 | -1222 | -1232 | -1241 | -1252 | -1262 | -1272 | -1283 | -1290 | -1295 | -1300 | -1307 | -1315 | -1325 | -1336 | -1347 | -1358 | -1369 | -1380 | -1389 | -1394 | -1388 | -1374 | -1356 | -1337 | -1317 | -1295 | -1273 | -1250 | -1226 | -1202 | -1178 | -1155 | -1134 | -1112 | -1089 | -1065 | -1041 | -1019 | -997 | -976 | -954 | -932 | -911 | -894 | -883 | -877 | -878 | -882 | -889 | -899 | -914 | -932 | -951 | -971 | -994 | -1013 | -1027 | -1038 | -1050 | -1062 | -1073 | -1082 | -1091 | -1099 | -1106 | -1115 | -1129 | -1148 | -1174 | -1204 | -1234 | -1265 | -1294 | -1324 | -1354 | -1388 | -1424 | -1463 | -1502 | -1540 | -1575 | -1614 | -1654 | -1694 | -1733 | -1770 | -1805 | -1838 | -1868 | -1895 | -1923 | -1951 | -1978 | -2005 | -2031 | -2057 | -2080 | -2100 | -2116 | -2127 | -2133 | -2135 | -2132 | -2127 | -2122 | -2115 | -2104 | -2092 | -2081 | -2069 | -2058 | -2047 | -2037 | -2029 | -2021 | -2012 | -1999 | -1986 | -1974 | -1966 | -1962 | -1962 | -1965 | -1971 | -1978 | -1986 | -1994 | -1999 | -1999 | -1996 | -1993 | -1990 | -1987 | -1984 | -1981 | -1978 | -1974 | -1969 | -1967 | -1969 | -1976 | -1985 | -1994 | -2000 | -2006 | -2010 | -2013 | -2015 | -2016 | -2017 | -2018 | -2019 | -2020 | -2022 | -2023 | -2025 | -2026 | -2027 | -2028 | -2029 | -2031 | -2032 | -2032 | -2028 | -2020 | -2012 | -2002 | -1991 | -1978 | -1963 | -1945 | -1924 | -1902 | -1880 | -1860 | -1843 | -1831 | -1820 | -1812 | -1804 | -1799 | -1795 | -1792 | -1790 | -1788 | -1786 | -1781 | -1771 | -1755 | -1735 | -1713 | -1689 | -1665 | -1642 | -1620 | -1601 | -1584 | -1567 | -1551 | -1538 | -1527 | -1518 | -1510 | -1504 | -1496 | -1488 | -1479 | -1469 | -1458 | -1447 | -1437 | -1431 | -1430 | -1434 | -1443 | -1454 | -1469 | -1485 | -1502 | -1519 | -1536 | -1554 | -1571 | -1587 | -1600 | -1613 | -1625 | -1637 | -1651 | -1667 | -1685 | -1707 | -1731 | -1756 | -1780 | -1802 | -1820 | -1838 | -1853 | -1865 | -1876 | -1885 | -1893 | -1901 | -1908 | -1913 | -1918 | -1925 | -1938 | -1956 | -1973 | -1991 | -2006 | -2021 | -2032 | -2042 | -2050 | -2056 | -2059 | -2054 | -2043 | -2029 | -2011 | -1991 | -1969 | -1946 | -1921 | -1895 | -1868 | -1842 | -1815 | -1790 | -1765 | -1741 | -1721 | -1702 | -1684 | -1666 | -1647 | -1627 | -1606 | -1584 | -1560 | -1535 | -1505 | -1471 | -1435 | -1401 | -1368 | -1336 | -1306 | -1278 | -1252 | -1227 | -1203 | -1182 | -1161 | -1138 | -1111 | -1084 | -1059 | -1037 | -1018 | -1001 | -986 | -970 | -957 | -951 | -950 | -953 | -958 | -965 | -973 | -984 | -997 | -1012 | -1027 | -1043 | -1059 | -1071 | -1079 | -1084 | -1088 | -1091 | -1091 | -1088 | -1084 | -1080 | -1077 | -1075 | -1077 | -1077 | -1078 | -1082 | -1086 | -1088 | -1088 | -1086 | -1082 | -1077 | -1070 | -1061 | -1052 | -1043 | -1034 | -1026 | -1017 | -1008 | -999 | -991 | -984 | -976 | -967 | -958 | -944 | -931 | -916 | -896 | -875 | -855 | -836 | -818 | -801 | -786 | -772 | -758 | -743 | -729 | -717 | -707 | -697 | -687 | -683 | -683 | -683 | -683 | -683 | -683 | -683 | -683 | -683 | -683 | -683 | -683 | -683 | -683 | -683 | -683 | -683 | -683 | -683 | -683 | -683 | -683 | -683 | -683 | -683 | -683 | -683 | -683 | -683 | -683 | -683 | -683 | -683 | -683 | -683 | -683 | -683 | -683 | -683 | -683 | -683 | -683 | -683 | -683 | -683 | -683 | -683 | -683 | -683 | -683 | -683 | -683 | -683 | -683 | -683 | -683 | -683 | -683 | -683 | -683 | -683 | -683 | -683 | -683 | -683 | -683 | -683 | -683 | -683 | -683 | -683 | -683 | -683 | -683 | -683 | -683 | -683 | -683 | -683 | -683 | -683 | -683 | -683 | -683 | -683 | -683 | -683 | -683 | -683 | -683 | -683 | -683 | -683 | -683 | -683 | -683 | -683 | -683 | -683 | -683 | -683 | -683 | -683 | -683 | -683 | -683 | -683 | -683 | -683 | -683 | -683 | -683 | -683 | -683 | -683 | -683 | -683 | -683 | -683 | -683 | -683 | -683 | -683 | -683 | -683 | -683 | -683 | -683 | -683 | -683 | -683 | -683 | -683 | -683 | -683 | -683 | -683 | -683 | -683 | -683 | -683 | -683 | -683 | -683 | -683 | -683 | -683 | -683 | -683 | -683 | -683 | -683 | -683 | -683 | -683 | -683 | -683 | -683 | -683 | -683 | -683 | -683 | -683 | -683 | -683 | -683 | -683 | -683 | -683 | -683 | -683 | -683 | -683 | -683 | -683 | -683 | -683 | -683 | -683 | -683 | -683 | -683 | -683 | -683 | -683 | -683 | -697 | -725 | -749 | -772 | -792 | -811 | -830 | -847 | -864 | -878 | -893 | -907 | -920 | -932 | -939 | -940 | -937 | -928 | -916 | -899 | -880 | -859 | -837 | -815 | -793 | -772 | -758 | -746 | -733 | -721 | -710 | -699 | -688 | -683 | -683 | -683 | -683 | -683 | -683 | -683 | -683 | -683 | -683 | -683 | -683 | -683 | -683 | -683 | -683 | -683 | -683 | -683 | -683 | -683 | -683 | -683 | -683 | -683 | -683 | -683 | -683 | -683 | -683 | -683 | -683 | -683 | -683 | -683 | -683 | -683 | -683 | -683 | -683 | -683 | -683 | -683 | -683 | -683 | -683 | -683 | -683 | -683 | -683 | -683 | -683 | -683 | -683 | -683 | -683 | -683 | -683 | -683 | -683 | -683 | -683 | -683 | -683 | -683 | -683 | -683 | -683 | -683 | -683 | -683 | -683 | -683 | -683 | -683 | -683 | -683 | -683 | -683 | -683 | -683 | -683 | -683 | -683 | -683 | -683 | -683 | -683 | -683 | -683 | -683 | -683 | -683 | -683 | -683 | -683 | -683 | -683 | -683 | -683 | -683 | -683 | -683 | -683 | -683 | -683 | -683 | -683 | -683 | -683 | -683 | -684 | -705 | -722 | -739 | -754 | -768 | -781 | -794 | -808 | -821 | -833 | -848 | -866 | -888 | -911 | -938 | -965 | -989 | -1009 | -1024 | -1034 | -1040 | -1044 | -1048 | -1053 | -1059 | -1069 | -1079 | -1090 | -1103 | -1116 | -1131 | -1147 | -1164 | -1182 | -1201 | -1216 | -1226 | -1233 | -1237 | -1239 | -1241 | -1244 | -1247 | -1250 | -1253 | -1256 | -1258 | -1260 | -1263 | -1272 | -1285 | -1298 | -1311 | -1323 | -1334 | -1344 | -1353 | -1359 | -1363 | -1359 | -1354 | -1347 | -1341 | -1336 | -1333 | -1331 | -1329 | -1326 | -1319 | -1310 | -1299 | -1288 | -1276 | -1259 | -1238 | -1217 | -1196 | -1174 | -1150 | -1125 | -1100 | -1073 | -1049 | -1037 | -1033 | -1035 | -1037 | -1037 | -1039 | -1041 | -1043 | -1048 | -1057 | -1070 | -1087 | -1105 | -1123 | -1143 | -1165 | -1187 | -1211 | -1235 | -1261 | -1287 | -1314 | -1341 | -1366 | -1388 | -1406 | -1422 | -1443 | -1468 | -1492 | -1515 | -1537 | -1558 | -1579 | -1598 | -1615 | -1630 | -1644 | -1658 | -1670 | -1680 | -1688 | -1696 | -1702 | -1709 | -1715 | -1722 | -1728 | -1734 | -1739 | -1741 | -1739 | -1733 | -1722 | -1709 | -1694 | -1677 | -1659 | -1639 | -1619 | -1598 | -1578 | -1563 | -1550 | -1537 | -1525 | -1513 | -1500 | -1488 | -1474 | -1459 | -1443 | -1420 | -1395 | -1368 | -1341 | -1314 | -1288 | -1262 | -1235 | -1209 | -1186 | -1166 | -1150 | -1138 | -1127 | -1111 | -1092 | -1075 | -1060 | -1044 | -1029 | -1013 | -997 | -980 | -967 | -966 | -974 | -991 | -1016 | -1046 | -1079 | -1114 | -1147 | -1181 | -1214 | -1245 | -1273 | -1300 | -1325 | -1350 | -1375 | -1399 | -1420 | -1441 | -1462 | -1484 | -1508 | -1532 | -1556 | -1574 | -1585 | -1588 | -1583 | -1571 | -1555 | -1537 | -1521 | -1504 | -1487 | -1469 | -1450 | -1430 | -1410 | -1396 | -1384 | -1374 | -1366 | -1359 | -1353 | -1348 | -1344 | -1340 | -1336 | -1326 | -1309 | -1285 | -1260 | -1237 | -1216 | -1196 | -1175 | -1155 | -1136 | -1119 | -1104 | -1089 | -1076 | -1060 | -1043 | -1026 | -1009 | -993 | -976 | -959 | -943 | -930 | -919 | -906 | -893 | -882 | -870 | -858 | -846 | -834 | -822 | -810 | -797 | -784 | -769 | -754 | -740 | -729 | -717 | -703 | -688 | -683 | -683 | -683 | -683 | -683 | -683 | -683 | -683 | -683 | -683 | -683 | -683 | -683 | -683 | -683 | -683 | -683 | -683 | -683 | -683 | -683 | -683 | -689 | -699 | -708 | -714 | -719 | -724 | -729 | -735 | -745 | -759 | -778 | -798 | -816 | -828 | -835 | -835 | -829 | -818 | -803 | -787 | -771 | -759 | -757 | -759 | -762 | -766 | -771 | -777 | -783 | -790 | -797 | -805 | -807 | -804 | -798 | -790 | -781 | -770 | -759 | -748 | -738 | -729 | -722 | -714 | -706 | -696 | -683 | -683 | -683 | -683 | -683 | -683 | -683 | -683 | -683 | -683 | -683 | -683 | -683 | -683 | -683 | -683 | -683 | -683 | -683 | -683 | -683 | -683 | -683 | -683 | -683 | -683 | -683 | -683 | -683 | -683 | -683 | -683 | -683 | -683 | -683 | -683 | -683 | -683 | -683 | -683 | -683 | -683 | -683 | -683 | -683 | -683 | -683 | -683 | -683 | -683 | -683 | -683 | -683 | -683 | -683 | -683 | -683 | -683 | -683 | -683 | -683 | -683 | -683 | -683 | -683 | -683 | -683 | -683 | -683 | -683 | -683 | -683 | -683 | -683 | -683 | -683 | -683 | -683 | -683 | -683 | -683 | -683 | -683 | -683 | -683 | -683 | -683 | -683 | -683 | -683 | -683 | -683 | -683 | -683 | -683 | -683 | -683 | -683 | -683 | -683 | -683 | -683 | -683 | -683 | -683 | -683 | -683 | -683 | -683 | -683 | -683 | -683 | -683 | -683 | -683 | -683 | -683 | -683 | -683 | -683 | -683 | -683 | -683 | -683 | -683 | -683 | -683 | -683 | -683 | -683 | -683 | -683 | -683 | -683 | -683 | -683 | -683 | -683 | -683 | -683 | -683 | -683 | -683 | -683 | -683 | -683 | -683 | -683 | -683 | -683 | -683 | -683 | -683 | -683 | -683 | -683 | -683 | -683 | -683 | -683 | -683 | -683 | -683 | -683 | -683 | -683 | -683 | -683 | -683 | -683 | -683 | -683 | -683 | -683 | -683 | -683 | -683 | -683 | -683 | -683 | -683 | -683 | -683 | -683 | -683 | -683 | -683 | -683 | -683 | -683 | -683 | -683 | -683 | -683 | -683 | -683 | -683 | -683 | -683 | -683 | -683 | -683 | -683 | -683 | -683 | -683 | -683 | -683 | -683 | -683 | -683 | -683 | -683 | -683 | -683 | -683 | -683 | -683 | -683 | -683 | -683 | -683 | -683 | -683 | -683 | -683 | -683 | -683 | -683 | -683 | -683 | -697 | -731 | -761 | -785 | -803 | -815 | -822 | -827 | -830 | -836 | -846 | -859 | -875 | -892 | -911 | -931 | -953 | -975 | -996 | -1012 | -1023 | -1030 | -1035 | -1037 | -1035 | -1031 | -1025 | -1016 | -1006 | -994 | -979 | -961 | -945 | -938 | -931 | -922 | -913 | -904 | -894 | -884 | -872 | -860 | -849 | -838 | -824 | -808 | -788 | -766 | -743 | -718 | -692 | -683 | -683 | -683 | -683 | -683 | -683 | -683 | -683 | -683 | -683 | -683 | -683 | -683 | -683 | -683 | -683 | -683 | -683 | -683 | -683 | -683 | -683 | -683 | -683 | -683 | -683 | -683 | -683 | -683 | -683 | -683 | -683 | -683 | -683 | -683 | -683 | -683 | -683 | -683 | -683 | -683 | -683 | -683 | -683 | -683 | -683 | -683 | -683 | -683 | -683 | -683 | -683 | -683 | -683 | -683 | -683 | -683 | -683 | -683 | -683 | -683 | -683 | -683 | -683 | -683 | -683 | -683 | -683 | -683 | -683 | -683 | -683 | -683 | -683 | -683 | -683 | -683 | -683 | -683 | -683 | -683 | -683 | -683 | -683 | -683 | -683 | -683 | -683 | -683 | -683 | -683 | -683 | -683 | -683 | -683 | -683 | -683 | -683 | -683 | -683 | -683 | -683 | -683 | -683 | -683 | -683 | -683 | -683 | -683 | -683 | -683 | -683 | -683 | -683 | -683 | -683 | -683 | -683 | -683 | -683 | -683 | -683 | -683 | -683 | -683 | -683 | -683 | -683 | -683 | -683 | -683 | -683 | -683 | -683 | -683 | -683 | -683 | -683 | -683 | -683 | -683 | -683 | -683 | -683 | -683 | -683 | -683 | -683 | -683 | -683 | -683 | -683 | -683 | -683 | -683 | -683 | -683 | -683 | -683 | -683 | -683 | -683 | -683 | -683 | -683 | -683 | -683 | -683 | -683 | -683 | -683 | -683 | -683 | -683 | -683 | -683 | -683 | -683 | -683 | -683 | -683 | -683 | -683 | -683 | -683 | -683 | -683 | -683 | -683 | -683 | -683 | -683 | -683 | -683 | -683 | -683 | -683 | -683 | -683 | -683 | -683 | -683 | -683 | -683 | -683 | -683 | -683 | -683 | -683 | -683 | -683 | -683 | -683 | -683 | -683 | -683 | -683 | -683 | -683 | -683 | -683 | -683 | -683 | -683 | -683 | -683 | -683 | -683 | -683 | -683 | -683 | -683 | -683 | -683 | -683 | -683 | -683 | -683 | -683 | -683 | -683 | -683 | -683 | -683 | -683 | -683 | -683 | -683 | -683 | -683 | -683 | -683 | -683 | -683 | -683 | -683 | -683 | -683 | -683 | -683 | -683 | -683 | -683 | -683 | -683 | -683 | -683 | -683 | -683 | -683 | -683 | -683 | -683 | -683 | -683 | -683 | -683 | -683 | -683 | -683 | -683 | -683 | -683 | -683 | -683 | -683 | -683 | -683 | -683 | -683 | -683 | -683 | -683 | -683 | -683 | -683 | -683 | -683 | -683 | -683 | -683 | -683 | -683 | -683 | -683 | -683 | -683 | -683 | -683 | -683 | -683 | -683 | -683 | -683 | -683 | -683 | -683 | -683 | -683 | -683 | -683 | -683 | -683 | -683 | -683 | -683 | -683 | -683 | -683 | -683 | -683 | -683 | -683 | -683 | -683 | -683 | -683 | -683 | -683 | -683 | -683 | -683 | -683 | -683 | -683 | -683 | -683 | -683 | -683 | -683 | -683 | -683 | -683 | -683 | -683 | -683 | -683 | -683 | -683 | -683 | -683 | -701 | -713 | -718 | -718 | -718 | -729 | -739 | -744 | -745 | -744 | -740 | -734 | -728 | -721 | -712 | -701 | -692 | -685 | -683 | -685 | -687 | -691 | -694 | -697 | -699 | -703 | -707 | -711 | -713 | -712 | -709 | -709 | -711 | -714 | -718 | -722 | -724 | -723 | -719 | -714 | -708 | -699 | -685 | -683 | -683 | -683 | -683 | -683 | -683 | -683 | -683 | -683 | -683 | -683 | -683 | -683 | -683 | -683 | -683 | -683 | -683 | -683 | -683 | -683 | -683 | -683 | -683 | -683 | -686 | -695 | -700 | -705 | -710 | -716 | -726 | -737 | -749 | -759 | -770 | -781 | -793 | -806 | -818 | -831 | -842 | -854 | -866 | -876 | -882 | -886 | -889 | -893 | -899 | -907 | -916 | -923 | -930 | -935 | -938 | -939 | -942 | -949 | -955 | -961 | -967 | -973 | -979 | -985 | -990 | -995 | -999 | -998 | -990 | -973 | -951 | -929 | -908 | -888 | -868 | -849 | -830 | -811 | -793 | -777 | -764 | -758 | -754 | -751 | -748 | -746 | -744 | -742 | -741 | -738 | -734 | -727 | -716 | -706 | -695 | -684 | -683 | -683 | -683 | -683 | -683 | -683 | -683 | -683 | -683 | -683 | -683 | -683 | -683 | -683 | -683 | -683 | -683 | -683 | -683 | -683 | -683 | -683 | -683 | -683 | -683 | -683 | -683 | -683 | -683 | -683 | -683 | -683 | -683 | -683 | -683 | -683 | -683 | -683 | -683 | -683 | -683 | -683 | -683 | -683 | -683 | -683 | -683 | -683 | -683 | -683 | -683 | -683 | -683 | -683 | -683 | -683 | -683 | -683 | -683 | -683 | -683 | -683 | -683 | -683 | -683 | -683 | -683 | -683 | -683 | -683 | -683 | -683 | -683 | -683 | -683 | -683 | -683 | -683 | -683 | -683 | -683 | -683 | -683 | -683 | -683 | -683 | -683 | -683 | -683 | -683 | -683 | -683 | -683 | -683 | -683 | -683 | -683 | -683 | -683 | -683 | -683 | -683 | -683 | -683 | -683 | -683 | -683 | -683 | -683 | -683 | -683 | -683 | -683 | -683 | -683 | -683 | -683 | -683 | -683 | -683 | -683 | -683 | -683 | -683 | -683 | -683 | -683 | -683 | -683 | -683 | -683 | -683 | -683 | -683 | -683 | -683 | -683 | -683 | -683 | -683 | -683 | -683 | -683 | -683 | -683 | -683 | -683 | -683 | -683 | -683 | -683 | -683 | -683 | -683 | -683 | -683 | -683 | -683 | -683 | -683 | -683 | -683 | -683 | -683 | -683 | -683 | -683 | -683 | -683 | -683 | -683 | -683 | -683 | -683 | -683 | -683 | -683 | -683 | -683 | -683 | -683 | -683 | -683 | -683 | -683 | -683 | -683 | -683 | -683 | -683 | -683 | -683 | -683 | -683 | -683 | -683 | -683 | -683 | -683 | -683 | -683 | -683 | -683 | -683 | -683 | -683 | -683 | -683 | -683 | -683 | -683 | -683 | -683 | -683 | -683 | -683 | -683 | -683 | -683 | -683 | -683 | -683 | -683 | -683 | -683 | -683 | -683 | -683 | -683 | -683 | -683 | -683 | -683 | -683 | -683 | -683 | -683 | -683 | -683 | -683 | -683 | -683 | -683 | -683 | -683 | -683 | -683 | -683 | -683 | -683 | -683 | -683 | -683 | -683 | -683 | -683 | -683 | -683 | -683 | -683 | -683 | -683 | -683 | -683 | -683 | -683 | -683 | -683 | -683 | -683 | -683 | -683 | -683 | -683 | -683 | -683 | -683 | -683 | -683 | -683 | -683 | -683 | -683 | -683 | -683 | -683 | -683 | -683 | -683 | -683 | -683 | -683 | -683 | -683 | -683 | -683 | -683 | -683 | -683 | -683 | -683 | -683 | -683 | -683 | -683 | -683 | -683 | -683 | -683 | -683 | -683 | -683 | -683 | -683 | -683 | -683 | -683 | -683 | -683 | -683 | -683 | -683 | -683 | -683 | -683 | -683 | -683 | -683 | -683 | -683 | -683 | -683 | -683 | -683 | -683 | -683 | -683 | -683 | -683 | -683 | -683 | -683 | -683 | -683 | -683 | -683 | -683 | -683 | -683 | -683 | -683 | -683 | -683 | -683 | -683 | -683 | -683 | -683 | -683 | -683 | -683 | -683 | -683 | -683 | -683 | -683 | -683 | -683 | -683 | -683 | -683 | -683 | -683 | -683 | -683 | -683 | -683 | -683 | -683 | -683 | -683 | -683 | -683 | -683 | -683 | -683 | -683 | -683 | -683 | -683 | -693 | -724 | -753 | -780 | -806 | -831 | -855 | -875 | -893 | -910 | -926 | -942 | -959 | -976 | -989 | -996 | -997 | -994 | -987 | -979 | -970 | -957 | -942 | -926 | -911 | -897 | -889 | -886 | -885 | -885 | -887 | -892 | -897 | -903 | -910 | -916 | -922 | -926 | -925 | -923 | -919 | -917 | -921 | -930 | -940 | -953 | -965 | -979 | -992 | -1005 | -1013 | -1015 | -1016 | -1014 | -1011 | -1006 | -1001 | -997 | -993 | -989 | -988 | -988 | -993 | -1003 | -1016 | -1028 | -1037 | -1041 | -1043 | -1042 | -1041 | -1039 | -1037 | -1035 | -1036 | -1039 | -1042 | -1047 | -1052 | -1058 | -1064 | -1069 | -1072 | -1075 | -1077 | -1077 | -1072 | -1060 | -1043 | -1025 | -1008 | -993 | -978 | -965 | -953 | -940 | -927 | -914 | -904 | -892 | -880 | -870 | -863 | -859 | -858 | -859 | -863 | -868 | -876 | -884 | -887 | -885 | -879 | -870 | -860 | -849 | -837 | -825 | -813 | -803 | -793 | -786 | -785 | -789 | -796 | -804 | -812 | -819 | -824 | -830 | -834 | -837 | -840 | -841 | -840 | -841 | -843 | -844 | -844 | -842 | -840 | -836 | -832 | -827 | -823 | -819 | -813 | -804 | -795 | -785 | -774 | -764 | -753 | -743 | -733 | -722 | -711 | -702 | -695 | -687 | -683 | -683 | -683 | -683 | -683 | -683 | -683 | -683 | -683 | -683 | -683 | -683 | -683 | -683 | -683 | -683 | -683 | -683 | -683 | -683 | -683 | -683 | -683 | -683 | -683 | -683 | -683 | -683 | -683 | -683 | -683 | -683 | -705 | -744 | -778 | -807 | -833 | -856 | -879 | -902 | -926 | -949 | -971 | -992 | -1014 | -1033 | -1039 | -1033 | -1014 | -989 | -958 | -921 | -880 | -839 | -800 | -761 | -722 | -688 | -683 | -683 | -683 | -683 | -683 | -683 | -683 | -683 | -683 | -683 | -683 | -683 | -683 | -683 | -683 | -683 | -683 | -683 | -683 | -683 | -683 | -683 | -683 | -683 | -683 | -683 | -683 | -683 | -683 | -683 | -683 | -683 | -683 | -683 | -683 | -683 | -683 | -683 | -683 | -683 | -683 | -683 | -683 | -683 | -683 | -683 | -683 | -683 | -683 | -683 | -683 | -683 | -683 | -683 | -683 | -683 | -683 | -683 | -683 | -683 | -683 | -683 | -683 | -683 | -683 | -683 | -683 | -683 | -683 | -683 | -683 | -683 | -683 | -683 | -683 | -683 | -683 | -683 | -683 | -683 | -683 | -683 | -683 | -683 | -683 | -683 | -683 | -683 | -683 | -683 | -683 | -683 | -683 | -683 | -683 | -683 | -683 | -683 | -683 | -683 | -683 | -683 | -683 | -683 | -683 | -683 | -683 | -683 | -683 | -683 | -683 | -683 | -683 | -683 | -683 | -683 | -683 | -683 | -683 | -683 | -683 | -683 | -683 | -683 | -683 | -683 | -683 | -683 | -683 | -683 | -683 | -683 | -683 | -683 | -683 | -683 | -683 | -683 | -683 | -683 | -683 | -683 | -683 | -683 | -683 | -683 | -683 | -683 | -683 | -683 | -683 | -683 | -683 | -683 | -683 | -683 | -683 | -683 | -683 | -683 | -683 | -683 | -683 | -683 | -683 | -683 | -683 | -683 | -683 | -683 | -683 | -717 | -751 | -783 | -813 | -841 | -866 | -890 | -912 | -932 | -949 | -961 | -970 | -976 | -979 | -977 | -973 | -968 | -962 | -954 | -944 | -934 | -929 | -926 | -923 | -921 | -920 | -919 | -918 | -919 | -921 | -923 | -926 | -929 | -933 | -938 | -943 | -948 | -956 | -965 | -973 | -977 | -981 | -984 | -989 | -994 | -997 | -999 | -1000 | -1001 | -1002 | -1002 | -1002 | -1000 | -997 | -994 | -990 | -987 | -987 | -992 | -1005 | -1025 | -1050 | -1081 | -1115 | -1152 | -1191 | -1231 | -1271 | -1309 | -1345 | -1381 | -1417 | -1451 | -1484 | -1514 | -1542 | -1570 | -1597 | -1624 | -1650 | -1675 | -1697 | -1716 | -1731 | -1740 | -1744 | -1743 | -1738 | -1731 | -1721 | -1710 | -1699 | -1689 | -1688 | -1689 | -1691 | -1695 | -1701 | -1709 | -1719 | -1731 | -1744 | -1757 | -1771 | -1785 | -1794 | -1796 | -1792 | -1788 | -1784 | -1781 | -1778 | -1776 | -1777 | -1779 | -1782 | -1784 | -1783 | -1779 | -1775 | -1771 | -1768 | -1764 | -1760 | -1757 | -1753 | -1749 | -1746 | -1743 | -1740 | -1740 | -1737 | -1731 | -1724 | -1715 | -1704 | -1691 | -1676 | -1659 | -1642 | -1629 | -1625 | -1622 | -1618 | -1615 | -1611 | -1608 | -1606 | -1603 | -1601 | -1598 | -1594 | -1589 | -1584 | -1576 | -1571 | -1570 | -1573 | -1579 | -1587 | -1599 | -1615 | -1632 | -1650 | -1664 | -1673 | -1682 | -1693 | -1705 | -1716 | -1727 | -1737 | -1746 | -1755 | -1762 | -1768 | -1774 | -1782 | -1794 | -1804 | -1806 | -1802 | -1797 | -1790 | -1780 | -1768 | -1755 | -1741 | -1730 | -1721 | -1711 | -1701 | -1691 | -1683 | -1675 | -1668 | -1663 | -1658 | -1654 | -1650 | -1646 | -1638 | -1626 | -1615 | -1606 | -1598 | -1589 | -1578 | -1567 | -1555 | -1543 | -1529 | -1515 | -1502 | -1491 | -1482 | -1475 | -1469 | -1464 | -1457 | -1450 | -1443 | -1437 | -1432 | -1429 | -1423 | -1413 | -1397 | -1375 | -1349 | -1321 | -1292 | -1262 | -1233 | -1204 | -1177 | -1157 | -1143 | -1129 | -1114 | -1101 | -1086 | -1072 | -1057 | -1044 | -1031 | -1020 | -1009 | -998 | -990 | -983 | -976 | -971 | -969 | -968 | -970 | -974 | -979 | -985 | -990 | -988 | -975 | -959 | -943 | -926 | -907 | -889 | -871 | -852 | -833 | -813 | -792 | -770 | -750 | -735 | -726 | -723 | -724 | -727 | -731 | -735 | -740 | -746 | -754 | -762 | -771 | -780 | -788 | -796 | -802 | -808 | -813 | -816 | -819 | -821 | -825 | -830 | -837 | -850 | -865 | -881 | -895 | -906 | -914 | -920 | -923 | -922 | -921 | -921 | -919 | -915 | -912 | -911 | -913 | -916 | -919 | -922 | -924 | -925 | -924 | -922 | -918 | -906 | -887 | -861 | -831 | -802 | -773 | -743 | -713 | -683 | -683 | -683 | -683 | -683 | -683 | -683 | -683 | -683 | -683 | -683 | -683 | -683 | -683 | -683 | -683 | -683 | -683 | -683 | -683 | -683 | -683 | -683 | -683 | -683 | -683 | -683 | -683 | -683 | -683 | -683 | -683 | -683 | -683 | -683 | -683 | -683 | -683 | -683 | -683 | -683 | -683 | -683 | -683 | -683 | -683 | -683 | -683 | -683 | -683 | -721 | -755 | -785 | -812 | -834 | -853 | -865 | -874 | -880 | -884 | -887 | -891 | -895 | -903 | -917 | -933 | -952 | -971 | -991 | -1011 | -1031 | -1052 | -1072 | -1090 | -1104 | -1116 | -1124 | -1129 | -1131 | -1134 | -1138 | -1143 | -1148 | -1155 | -1162 | -1171 | -1179 | -1188 | -1200 | -1212 | -1222 | -1230 | -1239 | -1248 | -1257 | -1268 | -1280 | -1294 | -1309 | -1330 | -1353 | -1376 | -1401 | -1426 | -1452 | -1479 | -1506 | -1533 | -1560 | -1587 | -1614 | -1637 | -1649 | -1652 | -1653 | -1652 | -1651 | -1646 | -1639 | -1630 | -1619 | -1607 | -1602 | -1602 | -1603 | -1607 | -1612 | -1616 | -1620 | -1622 | -1623 | -1623 | -1622 | -1620 | -1618 | -1614 | -1610 | -1604 | -1596 | -1586 | -1575 | -1564 | -1554 | -1545 | -1538 | -1533 | -1527 | -1516 | -1503 | -1489 | -1474 | -1458 | -1442 | -1425 | -1407 | -1390 | -1373 | -1356 | -1339 | -1326 | -1322 | -1325 | -1334 | -1350 | -1374 | -1404 | -1440 | -1479 | -1520 | -1560 | -1591 | -1617 | -1643 | -1668 | -1692 | -1716 | -1738 | -1759 | -1778 | -1795 | -1811 | -1825 | -1836 | -1848 | -1865 | -1885 | -1907 | -1927 | -1941 | -1947 | -1947 | -1940 | -1928 | -1914 | -1901 | -1891 | -1878 | -1865 | -1853 | -1840 | -1827 | -1814 | -1801 | -1788 | -1776 | -1766 | -1758 | -1750 | -1741 | -1728 | -1713 | -1699 | -1689 | -1683 | -1680 | -1680 | -1681 | -1683 | -1683 | -1679 | -1674 | -1668 | -1662 | -1656 | -1652 | -1649 | -1648 | -1647 | -1645 | -1643 | -1639 | -1634 | -1630 | -1630 | -1632 | -1634 | -1634 | -1632 | -1628 | -1624 | -1620 | -1616 | -1618 | -1625 | -1636 | -1648 | -1662 | -1677 | -1692 | -1707 | -1722 | -1737 | -1753 | -1770 | -1788 | -1805 | -1815 | -1819 | -1819 | -1818 | -1818 | -1817 | -1816 | -1815 | -1815 | -1817 | -1824 | -1834 | -1843 | -1853 | -1861 | -1870 | -1878 | -1886 | -1894 | -1902 | -1910 | -1919 | -1929 | -1940 | -1949 | -1955 | -1960 | -1965 | -1969 | -1973 | -1977 | -1980 | -1983 | -1986 | -1990 | -1994 | -2000 | -2007 | -2015 | -2023 | -2033 | -2044 | -2055 | -2067 | -2077 | -2087 | -2095 | -2103 | -2109 | -2116 | -2122 | -2127 | -2130 | -2132 | -2135 | -2138 | -2140 | -2142 | -2142 | -2140 | -2137 | -2133 | -2129 | -2126 | -2126 | -2127 | -2128 | -2130 | -2134 | -2138 | -2143 | -2149 | -2154 | -2157 | -2160 | -2163 | -2169 | -2177 | -2186 | -2196 | -2207 | -2219 | -2233 | -2248 | -2263 | -2278 | -2293 | -2306 | -2318 | -2328 | -2340 | -2353 | -2365 | -2377 | -2389 | -2401 | -2409 | -2415 | -2416 | -2414 | -2408 | -2398 | -2385 | -2369 | -2352 | -2335 | -2323 | -2310 | -2296 | -2282 | -2267 | -2252 | -2236 | -2221 | -2203 | -2185 | -2168 | -2150 | -2133 | -2116 | -2100 | -2086 | -2069 | -2051 | -2032 | -2012 | -1993 | -1974 | -1956 | -1938 | -1919 | -1899 | -1880 | -1862 | -1844 | -1826 | -1808 | -1789 | -1769 | -1747 | -1724 | -1700 | -1674 | -1649 | -1631 | -1617 | -1608 | -1601 | -1599 | -1601 | -1603 | -1600 | -1593 | -1584 | -1571 | -1559 | -1548 | -1536 | -1524 | -1512 | -1500 | -1489 | -1479 | -1470 | -1462 | -1456 | -1451 | -1446 | -1441 | -1440 | -1441 | -1443 | -1443 | -1441 | -1442 | -1449 | -1462 | -1478 | -1490 | -1496 | -1502 | -1507 | -1513 | -1517 | -1520 | -1523 | -1527 | -1530 | -1532 | -1534 | -1535 | -1539 | -1546 | -1552 | -1554 | -1552 | -1547 | -1540 | -1532 | -1522 | -1510 | -1497 | -1491 | -1487 | -1482 | -1476 | -1469 | -1461 | -1453 | -1445 | -1437 | -1430 | -1423 | -1417 | -1409 | -1399 | -1390 | -1385 | -1386 | -1391 | -1397 | -1399 | -1401 | -1402 | -1405 | -1409 | -1406 | -1400 | -1394 | -1388 | -1382 | -1377 | -1371 | -1365 | -1359 | -1352 | -1345 | -1336 | -1328 | -1322 | -1321 | -1324 | -1332 | -1346 | -1364 | -1388 | -1415 | -1443 | -1469 | -1490 | -1505 | -1518 | -1529 | -1538 | -1546 | -1553 | -1558 | -1562 | -1566 | -1569 | -1573 | -1577 | -1582 | -1587 | -1590 | -1593 | -1597 | -1603 | -1611 | -1619 | -1628 | -1639 | -1649 | -1659 | -1667 | -1675 | -1682 | -1688 | -1695 | -1701 | -1709 | -1717 | -1724 | -1732 | -1739 | -1747 | -1754 | -1762 | -1767 | -1767 | -1761 | -1749 | -1735 | -1719 | -1703 | -1686 | -1672 | -1662 | -1658 | -1657 | -1658 | -1661 | -1667 | -1674 | -1683 | -1692 | -1703 | -1715 | -1727 | -1739 | -1751 | -1764 | -1780 | -1800 | -1825 | -1853 | -1882 | -1911 | -1941 | -1971 | -2000 | -2026 | -2045 | -2060 | -2075 | -2088 | -2100 | -2112 | -2123 | -2133 | -2144 | -2154 | -2166 | -2179 | -2195 | -2214 | -2237 | -2266 | -2298 | -2332 | -2366 | -2399 | -2430 | -2459 | -2485 | -2510 | -2539 | -2570 | -2602 | -2636 | -2672 | -2708 | -2744 | -2781 | -2819 | -2856 | -2891 | -2925 | -2956 | -2984 | -3000 | -3001 | -2990 | -2973 | -2951 | -2926 | -2901 | -2876 | -2855 | -2840 | -2839 | -2841 | -2844 | -2847 | -2848 | -2847 | -2845 | -2842 | -2835 | -2827 | -2816 | -2801 | -2785 | -2768 | -2757 | -2754 | -2756 | -2762 | -2773 | -2786 | -2803 | -2820 | -2835 | -2844 | -2836 | -2820 | -2801 | -2780 | -2758 | -2735 | -2710 | -2685 | -2660 | -2637 | -2616 | -2599 | -2584 | -2571 | -2561 | -2558 | -2560 | -2567 | -2578 | -2590 | -2604 | -2617 | -2628 | -2638 | -2647 | -2653 | -2658 | -2662 | -2665 | -2667 | -2669 | -2671 | -2671 | -2670 | -2667 | -2662 | -2655 | -2646 | -2634 | -2620 | -2603 | -2583 | -2561 | -2536 | -2510 | -2484 | -2460 | -2438 | -2419 | -2401 | -2385 | -2370 | -2357 | -2345 | -2336 | -2328 | -2325 | -2326 | -2330 | -2337 | -2346 | -2358 | -2368 | -2377 | -2384 | -2389 | -2397 | -2408 | -2420 | -2431 | -2442 | -2452 | -2463 | -2477 | -2491 | -2507 | -2525 | -2542 | -2562 | -2583 | -2603 | -2621 | -2638 | -2653 | -2667 | -2680 | -2693 | -2704 | -2711 | -2715 | -2715 | -2710 | -2701 | -2692 | -2683 | -2679 | -2682 | -2688 | -2695 | -2703 | -2711 | -2719 | -2723 | -2724 | -2723 | -2720 | -2715 | -2710 | -2704 | -2698 | -2691 | -2685 | -2678 | -2669 | -2661 | -2656 | -2653 | -2653 | -2654 | -2655 | -2650 | -2643 | -2632 | -2620 | -2606 | -2593 | -2580 | -2568 | -2556 | -2546 | -2539 | -2532 | -2527 | -2523 | -2521 | -2524 | -2534 | -2551 | -2571 | -2593 | -2615 | -2638 | -2660 | -2678 | -2692 | -2706 | -2720 | -2734 | -2749 | -2763 | -2778 | -2792 | -2805 | -2816 | -2826 | -2835 | -2844 | -2854 | -2864 | -2868 | -2866 | -2858 | -2847 | -2832 | -2816 | -2800 | -2784 | -2773 | -2773 | -2775 | -2779 | -2784 | -2790 | -2795 | -2799 | -2801 | -2803 | -2804 | -2805 | -2806 | -2805 | -2802 | -2797 | -2790 | -2783 | -2777 | -2772 | -2767 | -2760 | -2753 | -2745 | -2739 | -2730 | -2721 | -2712 | -2704 | -2697 | -2692 | -2691 | -2692 | -2696 | -2703 | -2711 | -2721 | -2731 | -2741 | -2748 | -2749 | -2746 | -2740 | -2736 | -2733 | -2731 | -2730 | -2729 | -2730 | -2734 | -2739 | -2742 | -2741 | -2737 | -2730 | -2720 | -2707 | -2690 | -2667 | -2641 | -2612 | -2582 | -2549 | -2524 | -2508 | -2499 | -2491 | -2481 | -2469 | -2455 | -2442 | -2427 | -2413 | -2397 | -2384 | -2374 | -2368 | -2367 | -2369 | -2375 | -2383 | -2395 | -2410 | -2426 | -2444 | -2464 | -2485 | -2504 | -2514 | -2513 | -2506 | -2495 | -2479 | -2463 | -2446 | -2431 | -2420 | -2411 | -2402 | -2394 | -2386 | -2376 | -2364 | -2348 | -2329 | -2309 | -2289 | -2269 | -2250 | -2232 | -2213 | -2193 | -2176 | -2164 | -2156 | -2150 | -2145 | -2142 | -2141 | -2142 | -2140 | -2132 | -2121 | -2106 | -2090 | -2073 | -2058 | -2047 | -2038 | -2033 | -2030 | -2028 | -2027 | -2026 | -2027 | -2029 | -2033 | -2037 | -2039 | -2041 | -2044 | -2048 | -2050 | -2050 | -2052 | -2060 | -2070 | -2083 | -2096 | -2108 | -2118 | -2126 | -2132 | -2137 | -2142 | -2146 | -2148 | -2150 | -2153 | -2157 | -2163 | -2170 | -2180 | -2190 | -2198 | -2205 | -2212 | -2217 | -2223 | -2227 | -2231 | -2235 | -2240 | -2246 | -2252 | -2261 | -2268 | -2274 | -2281 | -2287 | -2292 | -2296 | -2299 | -2302 | -2306 | -2309 | -2310 | -2311 | -2310 | -2310 | -2309 | -2310 | -2309 | -2305 | -2299 | -2291 | -2281 | -2270 | -2259 | -2246 | -2235 | -2223 | -2212 | -2201 | -2190 | -2181 | -2171 | -2162 | -2158 | -2161 | -2171 | -2188 | -2208 | -2232 | -2255 | -2275 | -2288 | -2293 | -2297 | -2300 | -2303 | -2307 | -2312 | -2318 | -2323 | -2329 | -2336 | -2343 | -2351 | -2358 | -2365 | -2370 | -2367 | -2359 | -2346 | -2329 | -2308 | -2285 | -2261 | -2241 | -2232 | -2233 | -2237 | -2242 | -2249 | -2257 | -2264 | -2272 | -2282 | -2292 | -2304 | -2317 | -2330 | -2344 | -2360 | -2377 | -2389 | -2395 | -2396 | -2394 | -2391 | -2391 | -2391 | -2394 | -2398 | -2404 | -2410 | -2416 | -2423 | -2431 | -2439 | -2446 | -2452 | -2460 | -2468 | -2474 | -2482 | -2492 | -2502 | -2512 | -2520 | -2528 | -2537 | -2546 | -2554 | -2560 | -2566 | -2574 | -2586 | -2598 | -2610 | -2623 | -2637 | -2651 | -2667 | -2684 | -2700 | -2715 | -2729 | -2740 | -2750 | -2756 | -2760 | -2764 | -2768 | -2771 | -2776 | -2779 | -2780 | -2781 | -2781 | -2783 | -2784 | -2783 | -2784 | -2786 | -2786 | -2787 | -2787 | -2787 | -2787 | -2787 | -2786 | -2785 | -2785 | -2786 | -2788 | -2789 | -2791 | -2791 | -2791 | -2790 | -2788 | -2784 | -2781 | -2777 | -2774 | -2771 | -2766 | -2758 | -2747 | -2733 | -2717 | -2699 | -2677 | -2653 | -2628 | -2604 | -2581 | -2560 | -2538 | -2518 | -2503 | -2494 | -2487 | -2485 | -2487 | -2490 | -2494 | -2495 | -2490 | -2478 | -2463 | -2448 | -2436 | -2427 | -2417 | -2409 | -2402 | -2399 | -2396 | -2394 | -2390 | -2386 | -2384 | -2383 | -2380 | -2374 | -2365 | -2353 | -2341 | -2329 | -2316 | -2306 | -2295 | -2286 | -2278 | -2273 | -2270 | -2269 | -2269 | -2269 | -2270 | -2268 | -2266 | -2264 | -2260 | -2254 | -2247 | -2241 | -2235 | -2226 | -2219 | -2215 | -2211 | -2207 | -2202 | -2196 | -2187 | -2178 | -2170 | -2161 | -2151 | -2140 | -2127 | -2113 | -2099 | -2084 | -2069 | -2053 | -2039 | -2026 | -2012 | -1995 | -1979 | -1967 | -1958 | -1949 | -1941 | -1934 | -1926 | -1916 | -1905 | -1893 | -1875 | -1856 | -1835 | -1815 | -1795 | -1776 | -1756 | -1737 | -1720 | -1703 | -1685 | -1665 | -1645 | -1628 | -1608 | -1588 | -1565 | -1543 | -1523 | -1503 | -1485 | -1470 | -1460 | -1453 | -1449 | -1446 | -1444 | -1446 | -1447 | -1450 | -1455 | -1461 | -1469 | -1479 | -1488 | -1498 | -1508 | -1517 | -1524 | -1531 | -1544 | -1559 | -1572 | -1581 | -1592 | -1600 | -1602 | -1602 | -1599 | -1593 | -1584 | -1571 | -1556 | -1540 | -1523 | -1504 | -1484 | -1465 | -1446 | -1429 | -1413 | -1400 | -1396 | -1395 | -1393 | -1390 | -1390 | -1394 | -1396 | -1398 | -1403 | -1408 | -1414 | -1420 | -1427 | -1432 | -1439 | -1448 | -1460 | -1474 | -1488 | -1503 | -1518 | -1534 | -1549 | -1564 | -1574 | -1581 | -1585 | -1589 | -1593 | -1597 | -1601 | -1606 | -1614 | -1624 | -1635 | -1648 | -1664 | -1683 | -1703 | -1722 | -1741 | -1758 | -1776 | -1794 | -1811 | -1829 | -1848 | -1868 | -1887 | -1905 | -1924 | -1941 | -1959 | -1977 | -1995 | -2014 | -2033 | -2053 | -2074 | -2096 | -2117 | -2137 | -2155 | -2171 | -2186 | -2203 | -2219 | -2234 | -2249 | -2263 | -2272 | -2279 | -2287 | -2296 | -2305 | -2311 | -2316 | -2320 | -2324 | -2330 | -2331 | -2328 | -2323 | -2315 | -2303 | -2290 | -2277 | -2265 | -2251 | -2237 | -2219 | -2199 | -2181 | -2167 | -2159 | -2158 | -2162 | -2170 | -2185 | -2204 | -2225 | -2246 | -2267 | -2284 | -2302 | -2320 | -2337 | -2355 | -2375 | -2394 | -2413 | -2433 | -2452 | -2471 | -2492 | -2514 | -2533 | -2545 | -2550 | -2548 | -2545 | -2541 | -2533 | -2522 | -2510 | -2497 | -2481 | -2462 | -2437 | -2407 | -2375 | -2340 | -2303 | -2266 | -2228 | -2192 | -2158 | -2125 | -2095 | -2066 | -2039 | -2014 | -1993 | -1976 | -1958 | -1933 | -1907 | -1880 | -1852 | -1825 | -1801 | -1788 | -1788 | -1794 | -1804 | -1819 | -1835 | -1852 | -1871 | -1888 | -1905 | -1922 | -1937 | -1950 | -1962 | -1973 | -1980 | -1986 | -1992 | -2003 | -2018 | -2033 | -2048 | -2067 | -2086 | -2099 | -2101 | -2100 | -2094 | -2086 | -2073 | -2058 | -2041 | -2023 | -2002 | -1978 | -1950 | -1919 | -1886 | -1856 | -1827 | -1799 | -1772 | -1748 | -1727 | -1710 | -1699 | -1687 | -1675 | -1666 | -1663 | -1664 | -1670 | -1682 | -1698 | -1718 | -1741 | -1765 | -1790 | -1815 | -1841 | -1870 | -1900 | -1930 | -1960 | -1988 | -2010 | -2028 | -2042 | -2053 | -2061 | -2071 | -2080 | -2088 | -2091 | -2090 | -2087 | -2080 | -2071 | -2060 | -2044 | -2024 | -2000 | -1975 | -1950 | -1926 | -1902 | -1879 | -1857 | -1840 | -1834 | -1843 | -1863 | -1888 | -1917 | -1946 | -1974 | -1998 | -2015 | -2028 | -2038 | -2047 | -2056 | -2067 | -2083 | -2107 | -2139 | -2179 | -2224 | -2272 | -2320 | -2369 | -2418 | -2468 | -2517 | -2563 | -2607 | -2649 | -2691 | -2732 | -2775 | -2817 | -2861 | -2905 | -2951 | -2998 | -3046 | -3094 | -3140 | -3182 | -3221 | -3258 | -3292 | -3322 | -3350 | -3376 | -3400 | -3421 | -3442 | -3460 | -3477 | -3493 | -3507 | -3518 | -3527 | -3536 | -3546 | -3558 | -3570 | -3581 | -3593 | -3604 | -3616 | -3629 | -3643 | -3656 | -3668 | -3683 | -3699 | -3714 | -3729 | -3743 | -3748 | -3747 | -3741 | -3733 | -3726 | -3720 | -3717 | -3718 | -3727 | -3738 | -3749 | -3760 | -3771 | -3781 | -3791 | -3799 | -3805 | -3810 | -3814 | -3818 | -3823 | -3829 | -3835 | -3843 | -3852 | -3857 | -3858 | -3858 | -3857 | -3855 | -3854 | -3857 | -3863 | -3870 | -3877 | -3884 | -3890 | -3894 | -3897 | -3900 | -3903 | -3906 | -3907 | -3907 | -3906 | -3902 | -3898 | -3892 | -3888 | -3889 | -3895 | -3900 | -3905 | -3910 | -3917 | -3917 | -3908 | -3895 | -3881 | -3866 | -3851 | -3837 | -3822 | -3807 | -3791 | -3774 | -3759 | -3745 | -3732 | -3721 | -3712 | -3703 | -3698 | -3697 | -3700 | -3705 | -3710 | -3714 | -3715 | -3715 | -3715 | -3715 | -3714 | -3715 | -3714 | -3714 | -3713 | -3713 | -3714 | -3715 | -3716 | -3717 | -3718 | -3720 | -3723 | -3727 | -3727 | -3723 | -3716 | -3708 | -3702 | -3697 | -3694 | -3692 | -3695 | -3699 | -3704 | -3710 | -3718 | -3727 | -3739 | -3752 | -3766 | -3781 | -3798 | -3814 | -3830 | -3844 | -3857 | -3869 | -3877 | -3881 | -3882 | -3881 | -3878 | -3875 | -3872 | -3869 | -3862 | -3852 | -3839 | -3823 | -3805 | -3786 | -3767 | -3749 | -3733 | -3717 | -3702 | -3686 | -3670 | -3653 | -3637 | -3623 | -3610 | -3597 | -3586 | -3574 | -3563 | -3554 | -3546 | -3535 | -3519 | -3502 | -3486 | -3469 | -3451 | -3432 | -3410 | -3383 | -3351 | -3317 | -3279 | -3241 | -3202 | -3162 | -3120 | -3075 | -3035 | -3002 | -2975 | -2950 | -2925 | -2898 | -2869 | -2844 | -2826 | -2808 | -2790 | -2772 | -2754 | -2736 | -2718 | -2701 | -2685 | -2670 | -2657 | -2644 | -2633 | -2622 | -2614 | -2607 | -2601 | -2597 | -2595 | -2593 | -2592 | -2592 | -2591 | -2586 | -2577 | -2568 | -2561 | -2556 | -2553 | -2552 | -2553 | -2556 | -2560 | -2563 | -2565 | -2567 | -2567 | -2568 | -2569 | -2570 | -2571 | -2569 | -2563 | -2553 | -2540 | -2525 | -2511 | -2503 | -2504 | -2508 | -2515 | -2522 | -2531 | -2541 | -2551 | -2561 | -2569 | -2579 | -2589 | -2602 | -2617 | -2633 | -2650 | -2666 | -2679 | -2687 | -2693 | -2698 | -2704 | -2711 | -2719 | -2730 | -2740 | -2753 | -2769 | -2787 | -2803 | -2818 | -2833 | -2846 | -2860 | -2872 | -2882 | -2890 | -2898 | -2906 | -2915 | -2924 | -2937 | -2952 | -2965 | -2974 | -2979 | -2981 | -2984 | -2990 | -2996 | -2998 | -2996 | -2990 | -2984 | -2975 | -2966 | -2957 | -2946 | -2934 | -2922 | -2909 | -2894 | -2881 | -2868 | -2857 | -2845 | -2829 | -2813 | -2800 | -2788 | -2778 | -2767 | -2758 | -2749 | -2745 | -2746 | -2748 | -2752 | -2758 | -2768 | -2780 | -2794 | -2810 | -2828 | -2846 | -2864 | -2881 | -2896 | -2909 | -2921 | -2936 | -2952 | -2969 | -2984 | -2998 | -3011 | -3021 | -3028 | -3033 | -3035 | -3036 | -3036 | -3035 | -3032 | -3029 | -3025 | -3020 | -3017 | -3015 | -3013 | -3013 | -3014 | -3015 | -3013 | -3006 | -2996 | -2985 | -2972 | -2959 | -2948 | -2940 | -2933 | -2929 | -2928 | -2930 | -2935 | -2940 | -2946 | -2951 | -2957 | -2963 | -2970 | -2978 | -2985 | -2993 | -3001 | -3008 | -3018 | -3037 | -3059 | -3085 | -3113 | -3143 | -3171 | -3194 | -3210 | -3220 | -3226 | -3228 | -3229 | -3229 | -3230 | -3231 | -3233 | -3233 | -3232 | -3228 | -3223 | -3217 | -3209 | -3201 | -3193 | -3187 | -3186 | -3187 | -3193 | -3199 | -3206 | -3208 | -3206 | -3202 | -3197 | -3192 | -3187 | -3180 | -3172 | -3164 | -3156 | -3148 | -3144 | -3142 | -3143 | -3148 | -3155 | -3164 | -3176 | -3184 | -3189 | -3190 | -3187 | -3182 | -3177 | -3181 | -3194 | -3211 | -3231 | -3253 | -3277 | -3303 | -3332 | -3361 | -3390 | -3419 | -3445 | -3468 | -3488 | -3507 | -3524 | -3540 | -3550 | -3554 | -3555 | -3553 | -3550 | -3548 | -3552 | -3559 | -3567 | -3570 | -3568 | -3562 | -3551 | -3536 | -3517 | -3496 | -3473 | -3452 | -3433 | -3416 | -3399 | -3379 | -3356 | -3330 | -3308 | -3293 | -3282 | -3274 | -3268 | -3261 | -3248 | -3229 | -3207 | -3187 | -3169 | -3155 | -3145 | -3138 | -3134 | -3133 | -3136 | -3142 | -3148 | -3155 | -3161 | -3170 | -3181 | -3194 | -3203 | -3207 | -3207 | -3206 | -3205 | -3204 | -3206 | -3209 | -3212 | -3213 | -3213 | -3211 | -3207 | -3203 | -3200 | -3196 | -3189 | -3180 | -3168 | -3158 | -3149 | -3143 | -3138 | -3136 | -3139 | -3148 | -3158 | -3169 | -3180 | -3189 | -3195 | -3201 | -3210 | -3219 | -3231 | -3244 | -3258 | -3271 | -3282 | -3292 | -3301 | -3310 | -3320 | -3329 | -3338 | -3346 | -3352 | -3356 | -3359 | -3360 | -3362 | -3363 | -3366 | -3370 | -3374 | -3374 | -3367 | -3360 | -3352 | -3344 | -3333 | -3322 | -3312 | -3302 | -3292 | -3281 | -3270 | -3258 | -3245 | -3231 | -3217 | -3201 | -3186 | -3174 | -3163 | -3152 | -3142 | -3133 | -3123 | -3115 | -3112 | -3110 | -3107 | -3104 | -3101 | -3098 | -3094 | -3089 | -3084 | -3078 | -3072 | -3067 | -3061 | -3054 | -3047 | -3041 | -3034 | -3029 | -3028 | -3029 | -3029 | -3026 | -3021 | -3012 | -3002 | -2990 | -2980 | -2970 | -2961 | -2954 | -2948 | -2944 | -2941 | -2939 | -2937 | -2936 | -2934 | -2932 | -2930 | -2928 | -2925 | -2917 | -2906 | -2890 | -2874 | -2860 | -2850 | -2842 | -2834 | -2828 | -2820 | -2813 | -2806 | -2799 | -2791 | -2782 | -2773 | -2764 | -2754 | -2744 | -2736 | -2729 | -2722 | -2715 | -2708 | -2701 | -2696 | -2692 | -2689 | -2685 | -2680 | -2678 | -2680 | -2684 | -2689 | -2695 | -2702 | -2709 | -2717 | -2725 | -2732 | -2741 | -2749 | -2759 | -2768 | -2778 | -2789 | -2802 | -2816 | -2830 | -2845 | -2859 | -2874 | -2889 | -2904 | -2921 | -2939 | -2955 | -2970 | -2983 | -2995 | -3006 | -3015 | -3024 | -3032 | -3039 | -3044 | -3049 | -3052 | -3056 | -3060 | -3063 | -3066 | -3068 | -3071 | -3072 | -3074 | -3074 | -3071 | -3064 | -3049 | -3034 | -3020 | -3008 | -2998 | -2988 | -2980 | -2974 | -2969 | -2964 | -2958 | -2951 | -2945 | -2937 | -2927 | -2917 | -2905 | -2885 | -2859 | -2832 | -2805 | -2779 | -2758 | -2743 | -2734 | -2726 | -2717 | -2708 | -2699 | -2690 | -2678 | -2662 | -2643 | -2625 | -2610 | -2598 | -2590 | -2588 | -2590 | -2597 | -2607 | -2619 | -2633 | -2642 | -2649 | -2655 | -2659 | -2663 | -2670 | -2678 | -2684 | -2689 | -2692 | -2694 | -2696 | -2701 | -2708 | -2718 | -2727 | -2733 | -2737 | -2739 | -2740 | -2740 | -2741 | -2741 | -2746 | -2754 | -2763 | -2774 | -2784 | -2796 | -2808 | -2821 | -2835 | -2848 | -2863 | -2881 | -2899 | -2917 | -2935 | -2952 | -2966 | -2980 | -2990 | -2997 | -3001 | -3001 | -2997 | -2991 | -2980 | -2969 | -2955 | -2940 | -2926 | -2913 | -2900 | -2887 | -2875 | -2865 | -2854 | -2843 | -2831 | -2820 | -2808 | -2796 | -2786 | -2775 | -2764 | -2754 | -2744 | -2734 | -2725 | -2717 | -2709 | -2702 | -2697 | -2693 | -2691 | -2688 | -2684 | -2681 | -2679 | -2677 | -2676 | -2676 | -2679 | -2685 | -2692 | -2702 | -2713 | -2725 | -2736 | -2746 | -2755 | -2762 | -2770 | -2780 | -2791 | -2803 | -2815 | -2827 | -2839 | -2851 | -2861 | -2867 | -2870 | -2871 | -2870 | -2868 | -2864 | -2858 | -2853 | -2848 | -2842 | -2836 | -2832 | -2828 | -2826 | -2824 | -2822 | -2821 | -2819 | -2818 | -2818 | -2819 | -2821 | -2819 | -2814 | -2810 | -2807 | -2808 | -2811 | -2815 | -2820 | -2825 | -2830 | -2834 | -2839 | -2845 | -2852 | -2860 | -2868 | -2878 | -2891 | -2910 | -2936 | -2967 | -2999 | -3031 | -3060 | -3086 | -3113 | -3139 | -3164 | -3187 | -3207 | -3225 | -3241 | -3256 | -3269 | -3282 | -3295 | -3307 | -3320 | -3333 | -3347 | -3361 | -3376 | -3391 | -3405 | -3418 | -3429 | -3440 | -3452 | -3468 | -3493 | -3521 | -3549 | -3578 | -3609 | -3642 | -3677 | -3712 | -3747 | -3783 | -3817 | -3850 | -3882 | -3912 | -3940 | -3968 | -3992 | -4012 | -4029 | -4044 | -4058 | -4071 | -4083 | -4089 | -4084 | -4076 | -4066 | -4055 | -4042 | -4026 | -4008 | -3988 | -3966

## AT00_data
MWh
|  | 1970 | 1971 | 1972 | 1973 | 1974 | 1975 | 1976 | 1977 | 1978 | 1979 | 1980 | 1981 | 1982 | 1983 | 1984 | 1985 | 1986 | 1987 | 1988 | 1989 | 1990 | 1991 | 1992 | 1993 | 1994 | 1995 | 1996 | 1997 | 1998 | 1999 | 2000 | 2001 | 2002 | 2003 | 2004 | 2005 | 2006 | 2007 | 2008 | 2009 | 2010 | 2011 | 2012 | 2013 | 2014 | 2015 | 2016 | 2017 | 2018 | 2019 | 2020 | 2021 | 2022 | 2023 | 2024
Inländ. Erzeugung v. Rohenergie | Kotimainen raakaenergian tuotanto | 0 | 0 | 0 | 0 | 0 | 0 | 0 | 0 | 0 | 0 | 0 | 0 | 0 | 0 | 0 | 0 | 0 | 0 | 0 | 0 | 0 | 0 | 0 | 0 | 0 | 0 | 0 | 0 | 0 | 0 | 0 | 0 | 0 | 0 | 0 | 0 | 0 | 0 | 0 | 0 | 0 | 0 | 0 | 0 | 0 | 0 | 0 | 0 | 0 | 0 | 0 | 0 | 0 | 0 | 0
Importe | Tuonti | 0 | 0 | 0 | 0 | 0 | 0 | 0 | 0 | 0 | 0 | 0 | 0 | 0 | 0 | 0 | 0 | 0 | 0 | 0 | 0 | 0 | 0 | 0 | 0 | 0 | 0 | 0 | 0 | 0 | 0 | 0 | 0 | 0 | 0 | 0 | 0 | 0 | 0 | 0 | 0 | 0 | 0 | 0 | 0 | 0 | 0 | 0 | 0 | 0 | 0 | 0 | 0 | 0 | 0 | 0
Lager | Varastot | 0 | 0 | 0 | 0 | 0 | 0 | 0 | 0 | 0 | 0 | 0 | 0 | 0 | 0 | 0 | 0 | 0 | 0 | 0 | 0 | 0 | 0 | 0 | 0 | 0 | 0 | 0 | 0 | 0 | 0 | 0 | 0 | 0 | 0 | 0 | 0 | 0 | 0 | 0 | 0 | 0 | 0 | 0 | 0 | 0 | 0 | 0 | 0 | 0 | 0 | 0 | 0 | 0 | 0 | 0
Produktvertragung | Tuotekäyttö | 0 | 0 | 0 | 0 | 0 | 0 | 0 | 0 | 0 | 0 | 0 | 0 | 0 | 0 | 0 | 0 | 0 | 0 | 0 | 0 | 0 | 0 | 0 | 0 | 0 | 0 | 0 | 0 | 0 | 0 | 0 | 0 | 0 | 0 | 0 | 0 | 0 | 0 | 0 | 0 | 0 | 0 | 0 | 0 | 0 | 0 | 0 | 0 | 0 | 0 | 0 | 0 | 0 | 0 | 0
Exporte | Vienti | 0 | 0 | 0 | 0 | 0 | 0 | 0 | 0 | 0 | 0 | 0 | 0 | 0 | 0 | 0 | 0 | 0 | 0 | 0 | 0 | 0 | 0 | 0 | 0 | 0 | 0 | 0 | 0 | 0 | 0 | 0 | 0 | 0 | 0 | 0 | 0 | 0 | 0 | 0 | 0 | 0 | 0 | 0 | 0 | 0 | 0 | 0 | 0 | 0 | 0 | 0 | 0 | 0 | 0 | 0
Bruttoinlandsverbrauch | Bruttokansallinen energiankulutus | 0 | 0 | 0 | 0 | 0 | 0 | 0 | 0 | 0 | 0 | 0 | 0 | 0 | 0 | 0 | 0 | 0 | 0 | 0 | 0 | 0 | 0 | 0 | 0 | 0 | 0 | 0 | 0 | 0 | 0 | 0 | 0 | 0 | 0 | 0 | 0 | 0 | 0 | 0 | 0 | 0 | 0 | 0 | 0 | 0 | 0 | 0 | 0 | 0 | 0 | 0 | 0 | 0 | 0 | 0
Umwandlungseinsatz | Muunnoskäyttö | 0 | 0 | 0 | 0 | 0 | 0 | 0 | 0 | 0 | 0 | 0 | 0 | 0 | 0 | 0 | 0 | 0 | 0 | 0 | 0 | 0 | 0 | 0 | 0 | 0 | 0 | 0 | 0 | 0 | 0 | 0 | 0 | 0 | 0 | 0 | 0 | 0 | 0 | 0 | 0 | 0 | 0 | 0 | 0 | 0 | 0 | 0 | 0 | 0 | 0 | 0 | 0 | 0 | 0 | 0
Umwandlungsausstoß | Muunnostuotanto | 1539806 | 1758583 | 2269583 | 2417528 | 2284583 | 2569528 | 2905861 | 3392750 | 3908528 | 4081472 | 4287167 | 4394639 | 5188056 | 5251139 | 5485000 | 6275278 | 6554167 | 6937500 | 6990278 | 7283333 | 7901667 | 9386111 | 9042500 | 10094444 | 9772222 | 10901111 | 13837661 | 12506732 | 13112470 | 13266615 | 13228224 | 13369014 | 13286105 | 14505576 | 15623310 | 16413928 | 16766392 | 16827114 | 18512192 | 19451585 | 21726523 | 21792498 | 23137747 | 23574573 | 21745818 | 22867333 | 23640366 | 24487984 | 23330653 | 23291226 | 23421279 | 25638954 | 23127303 | 22330394 | 22637883
KWK-Anlagen | KWK-laitokset | 731473 | 835250 | 1078194 | 1148361 | 1085139 | 1220361 | 1380028 | 1611083 | 1856028 | 2771472 | 2035806 | 2355510 | 3275278 | 3185017 | 3669444 | 4034168 | 4535555 | 4301379 | 4093614 | 4883604 | 4785842 | 5866661 | 5521403 | 5946952 | 6126376 | 6400002 | 9293322 | 8691118 | 9325000 | 9177681 | 8002362 | 8560404 | 8498955 | 9561160 | 10976255 | 10835663 | 11302343 | 11311598 | 12068340 | 12381283 | 13524015 | 13869479 | 14239615 | 13898818 | 12164870 | 13498962 | 14107828 | 14544810 | 13744191 | 14293860 | 13838127 | 14692993 | 13402676 | 12550353 | 12795727
davon: EVU | joista: EVU | 731473 | 835250 | 1078194 | 1140131 | 1081406 | 1217841 | 1375796 | 1603491 | 1847457 | 2757872 | 1997473 | 2343010 | 3234445 | 3123350 | 3395832 | 3714723 | 3983611 | 3284435 | 2917503 | 3502215 | 3680008 | 4558606 | 4159458 | 4316674 | 4899987 | 5071947 | 7823878 | 7354727 | 8188888 | 7812725 | 6631797 | 7652842 | 7699647 | 8718628 | 9857730 | 9723172 | 9872806 | 9681950 | 10702693 | 10759290 | 11471203 | 11726139 | 11685391 | 11277943 | 9845194 | 10779876 | 11225819 | 11320617 | 11175981 | 11528587 | 11045429 | 11599450 | 10662845 | 9325533 | 9529373
aus Steinkohle | peräisin kivihiilestä | 0 | 0 | 0 | 0 | 0 | 0 | 0 | 0 | 0 | 0 | 0 | 2222 | 7500 | 13611 | 59444 | 65000 | 76944 | 201389 | 152220 | 694722 | 719444 | 1036111 | 979722 | 633889 | 666944 | 1150833 | 512500 | 564444 | 555278 | 584640 | 670602 | 779549 | 824731 | 783415 | 860540 | 762860 | 754211 | 756793 | 825725 | 728982 | 712962 | 747922 | 707167 | 756072 | 832383 | 945785 | 885038 | 829970 | 748830 | 916866 | 457483 | 0 | 0 | 0 | 0
aus Braunkohle | peräisin ruskohiilestä | 516829 | 590117 | 505960 | 459652 | 436044 | 491014 | 554659 | 793694 | 786406 | 1278533 | 805267 | 632210 | 831945 | 818338 | 931389 | 580278 | 680278 | 632500 | 521111 | 513056 | 535000 | 513333 | 358889 | 519167 | 403889 | 293611 | 81944 | 23056 | 4444 | 16500 | 74473 | 118776 | 72714 | 86968 | 67649 | 87095 | 61424 | 0 | 0 | 0 | 0 | 0 | 0 | 0 | 0 | 0 | 0 | 0 | 0 | 0 | 0 | 0 | 0 | 0 | 0
aus Öl | peräisin öljystä | 208605 | 238236 | 307480 | 325178 | 308397 | 347326 | 392393 | 457352 | 526951 | 786570 | 569715 | 693598 | 1311111 | 598059 | 344444 | 321111 | 551944 | 745833 | 550278 | 720833 | 646667 | 843611 | 1239167 | 1661667 | 1808889 | 1869167 | 1254722 | 1219722 | 1651389 | 1644220 | 1193707 | 1462594 | 1181235 | 1398626 | 1409623 | 1245949 | 1158380 | 778700 | 739608 | 791165 | 1047866 | 518376 | 218454 | 157207 | 74639 | 257088 | 409899 | 228295 | 23584 | 22389 | 59816 | 44764 | 112924 | 84462 | 61097
aus Erdgas | peräisin maakaasusta | 0 | 0 | 193543 | 204683 | 194120 | 218624 | 246992 | 287880 | 331689 | 495106 | 358606 | 735819 | 781111 | 1389174 | 1661111 | 2335278 | 2277778 | 1545000 | 1693889 | 1557497 | 1405278 | 1737778 | 1126667 | 1082500 | 1571111 | 1295556 | 5514723 | 5036110 | 5488055 | 5056115 | 4190794 | 4536944 | 4807537 | 5519184 | 5997925 | 6005582 | 5544268 | 5101213 | 5225879 | 5239659 | 5581991 | 5806900 | 6030597 | 5716598 | 4875220 | 5025730 | 5590394 | 5699088 | 5866639 | 5978504 | 5897820 | 6639961 | 5745459 | 4710790 | 4824082
aus Kohlegase | peräisin hiilikaasuista | 0 | 0 | 0 | 0 | 0 | 0 | 0 | 0 | 0 | 0 | 0 | 0 | 0 | 0 | 0 | 0 | 0 | 0 | 0 | 0 | 0 | 0 | 0 | 0 | 0 | 0 | 0 | 0 | 0 | 0 | 0 | 0 | 0 | 0 | 0 | 0 | 0 | 0 | 0 | 0 | 0 | 0 | 0 | 0 | 0 | 0 | 0 | 0 | 0 | 0 | 0 | 0 | 0 | 0 | 0
aus Kokereigas | peräisin koksikaasusta | 2005: 0; 2006: 0; 2007: 0; 2008: 0; 2009: 0; 2010: 0; 2011: 0; 2012: 0; 2013: 0; 2014: 0; 2015: 0; 2016: 0; 2017: 0; 2018: 0; 2019: 0; 2020: 0; 2021: 0; 2022: 0; 2023: 0; 2024: 0
aus Gichtgas | peräisin masuunikaasusta | 2005: 0; 2006: 0; 2007: 0; 2008: 0; 2009: 0; 2010: 0; 2011: 0; 2012: 0; 2013: 0; 2014: 0; 2015: 0; 2016: 0; 2017: 0; 2018: 0; 2019: 0; 2020: 0; 2021: 0; 2022: 0; 2023: 0; 2024: 0
aus Brabf | peräisin jätteestä | 3744 | 4276 | 44151 | 93383 | 88564 | 99744 | 112686 | 40031 | 125495 | 122551 | 163611 | 173083 | 187719 | 188574 | 247651 | 256103 | 245933 | 99030 | 0 | 9989 | 231635 | 265224 | 282096 | 260054 | 278487 | 283822 | 274180 | 298288 | 285545 | 270298 | 274775 | 431917 | 430122 | 471174 | 878480 | 584132 | 611614 | 591501 | 646339 | 745645 | 567458 | 574587 | 538978 | 737927 | 805157 | 876335 | 924426 | 917969 | 900568 | 873393 | 856183 | 967570 | 919430 | 883336 | 884305 | 11175981
aus Industriabfall n. erneuer. | peräisin teollisuusjätteestä, ei-uusiutuva | 2005: 147591; 2006: 162948; 2007: 186322; 2008: 164697; 2009: 149637; 2010: 183644; 2011: 163026; 2012: 238480; 2013: 508128; 2014: 578192; 2015: 478147; 2016: 443954; 2017: 437290; 2018: 389254; 2019: 356741; 2020: 141000; 2021: 178103; 2022: 176269; 2023: 167342; 2024: 193641
aus Hausmüll n. erneuerbar | peräisin yhdyskuntajätteestä, ei-uusiutuva | 2005: 436541; 2006: 448666; 2007: 405179; 2008: 481642; 2009: 596008; 2010: 383814; 2011: 411561; 2012: 300498; 2013: 229799; 2014: 226965; 2015: 398188; 2016: 480471; 2017: 480679; 2018: 511314; 2019: 516652; 2020: 715183; 2021: 789467; 2022: 743160; 2023: 715995; 2024: 690664
aus Biogenen | peräisin biogeenisistä | 2295 | 2621 | 27060 | 57235 | 54281 | 61133 | 69066 | 24535 | 76916 | 75112 | 100274 | 106078 | 115059 | 115594 | 151793 | 156953 | 150734 | 60683 | 6 | 6118 | 141984 | 162549 | 172917 | 159398 | 170667 | 178959 | 185809 | 213108 | 204177 | 240952 | 227446 | 323062 | 383308 | 459262 | 643513 | 1037554 | 1742909 | 2453744 | 3265141 | 3253838 | 3560926 | 4078355 | 4190195 | 3910140 | 3257795 | 3674938 | 3416062 | 3645295 | 3636360 | 3737435 | 3774127 | 3947154 | 3885033 | 3646944 | 3759889
aus Hausmüll-Bioanteil | peräisin yhdyskuntajätteen bio-osuudesta | 2005: 178560; 2006: 168885; 2007: 173403; 2008: 218662; 2009: 333694; 2010: 239938; 2011: 256881; 2012: 186791; 2013: 142526; 2014: 140768; 2015: 246964; 2016: 297998; 2017: 298127; 2018: 317127; 2019: 342206; 2020: 493213; 2021: 526311; 2022: 495440; 2023: 441556; 2024: 423310
aus Scheitholz | peräisin pilkkeestä | 2005: 0; 2006: 0; 2007: 0; 2008: 0; 2009: 0; 2010: 0; 2011: 0; 2012: 0; 2013: 0; 2014: 0; 2015: 0; 2016: 0; 2017: 0; 2018: 0; 2019: 0; 2020: 0; 2021: 0; 2022: 0; 2023: 0; 2024: 0 | 9529373
aus Holzpellets | peräisin puupelleteistä | 2005: 0; 2006: 0; 2007: 0; 2008: 0; 2009: 0; 2010: 0; 2011: 0; 2012: 0; 2013: 0; 2014: 0; 2015: 0; 2016: 0; 2017: 0; 2018: 0; 2019: 0; 2020: 0; 2021: 0; 2022: 0; 2023: 0; 2024: 0
aus Holzabfall | peräisin puujätteestä | 2005: 644726; 2006: 1321562; 2007: 1913086; 2008: 2725718; 2009: 2623197; 2010: 2874587; 2011: 3310560; 2012: 3539202; 2013: 3365450; 2014: 2900091; 2015: 3205915; 2016: 2881724; 2017: 3136994; 2018: 3112795; 2019: 3180956; 2020: 3162115; 2021: 3346946; 2022: 3317111; 2023: 3123590; 2024: 3254433
aus Ablauge | peräisin mustalipeästä | 2005: 0; 2006: 0; 2007: 0; 2008: 0; 2009: 0; 2010: 0; 2011: 0; 2012: 0; 2013: 0; 2014: 0; 2015: 0; 2016: 0; 2017: 0; 2018: 0; 2019: 0; 2020: 0; 2021: 0; 2022: 0; 2023: 0; 2024: 0
aus Deponiegas | peräisin kaatopaikkakaasusta | 2005: 0; 2006: 0; 2007: 0; 2008: 0; 2009: 0; 2010: 0; 2011: 0; 2012: 0; 2013: 0; 2014: 0; 2015: 0; 2016: 0; 2017: 0; 2018: 0; 2019: 0; 2020: 0; 2021: 0; 2022: 0; 2023: 0; 2024: 0
aus Klärgas | peräisin jätevesikaasusta | 2005: 5600; 2006: 5600; 2007: 5500; 2008: 5450; 2009: 5565; 2010: 5329; 2011: 6487; 2012: 7426; 2013: 7350; 2014: 8365; 2015: 5400; 2016: 5843; 2017: 5762; 2018: 4188; 2019: 5634; 2020: 4079; 2021: 4351; 2022: 4348; 2023: 3942; 2024: 3576
aus Biogas | peräisin biokaasusta | 2005: 34578; 2006: 46576; 2007: 50356; 2008: 43121; 2009: 44716; 2010: 52714; 2011: 40398; 2012: 45896; 2013: 37916; 2014: 22323; 2015: 14352; 2016: 41519; 2017: 23110; 2018: 24096; 2019: 24018; 2020: 19206; 2021: 21446; 2022: 23643; 2023: 44004; 2024: 41909
aus flüssigen Biogenen | peräisin nestemäisistä biogeenisistä | 2005: 61198; 2006: 99956; 2007: 121407; 2008: 58733; 2009: 61046; 2010: 39707; 2011: 1649; 2012: 0; 2013: 0; 2014: 0; 2015: 0; 2016: 0; 2017: 0; 2018: 0; 2019: 0; 2020: 0; 2021: 0; 2022: 0; 2023: 0; 2024: 0
aus sonst. festen Biogenen | peräisin muista kiinteistä biogeenisistä | 2005: 112892; 2006: 100330; 2007: 189993; 2008: 213457; 2009: 185620; 2010: 348650; 2011: 462378; 2012: 410879; 2013: 356898; 2014: 186247; 2015: 202308; 2016: 188978; 2017: 181303; 2018: 178154; 2019: 184621; 2020: 95514; 2021: 48100; 2022: 44491; 2023: 33853; 2024: 36661
aus Wasserkraft | peräisin vesivoimasta | 0 | 0 | 0 | 8230 | 3732 | 2520 | 4232 | 7592 | 8571 | 13600 | 38333 | 12500 | 40833 | 61667 | 273612 | 319445 | 551944 | 1016944 | 1176111 | 1381389 | 1105834 | 1308055 | 1361945 | 1630278 | 1226389 | 1328055 | 1469444 | 1336391 | 1136112 | 1364956 | 1370565 | 907562 | 799308 | 842532 | 1118525 | 1112491 | 1429537 | 1629648 | 1365647 | 1621994 | 2052813 | 2143340 | 2554224 | 2620875 | 2319677 | 2719086 | 2882009 | 3224193 | 2568209 | 2765273 | 2792698 | 3093543 | 2739831 | 3224819 | 3266354
aus Wind,PV, Geothermie | peräisin tuulesta, PV:stä, geotermiasta | 0 | 0 | 0 | 0 | 0 | 0 | 0 | 0 | 0 | 0 | 0 | 0 | 0 | 0 | 0 | 0 | 0 | 0 | 0 | 0 | 0 | 0 | 0 | 0 | 0 | 0 | 278 | 278 | 556 | 639 | 693 | 1295 | 0 | 0 | 0 | 0 | 0 | 0 | 525 | 1213 | 3502 | 2881 | 3150 | 3736 | 6631 | 9296 | 8826 | 20391 | 56208 | 53270 | 48431 | 27745 | 236 | 0 | 0
davon: UEA | joista: UEA | 0 | 0 | 0 | 0 | 0 | 0 | 0 | 0 | 0 | 0 | 0 | 0 | 0 | 0 | 0 | 0 | 0 | 0 | 0 | 0 | 0 | 0 | 0 | 0 | 0 | 0 | 0 | 278 | 278 | 377 | 693 | 864 | 0 | 0 | 0 | 0 | 0 | 0 | 0 | 0 | 0 | 0 | 0 | 0 | 0 | 0 | 0 | 0 | 0 | 0 | 0 | 0 | 0 | 0 | 0
aus Steinkohle | peräisin kivihiilestä | 0 | 0 | 0 | 0 | 0 | 0 | 0 | 0 | 0 | 0 | 0 | 0 | 0 | 0 | 65556 | 85278 | 258889 | 604444 | 702222 | 854722 | 680556 | 873333 | 871389 | 721389 | 502500 | 493611 | 824444 | 691667 | 627500 | 659961 | 787663 | 698661 | 525758 | 474566 | 553450 | 498881 | 645568 | 699126 | 436077 | 613360 | 619961 | 556943 | 810554 | 743643 | 566841 | 820357 | 787725 | 849010 | 612470 | 528448 | 535223 | 593095 | 486628 | 676852 | 649457
aus Braunkohle | peräisin ruskohiilestä | 0 | 0 | 0 | 0 | 0 | 0 | 0 | 0 | 0 | 0 | 0 | 0 | 0 | 0 | 16389 | 21389 | 64722 | 151111 | 161667 | 199722 | 111111 | 111389 | 144167 | 518333 | 380833 | 372222 | 187500 | 158056 | 180278 | 231914 | 131865 | 71797 | 120442 | 197881 | 299080 | 240760 | 417910 | 406589 | 273016 | 249275 | 334215 | 288188 | 310879 | 335155 | 246720 | 259996 | 288393 | 325760 | 239387 | 320303 | 301181 | 399522 | 312783 | 308438 | 305908
aus Öl | peräisin öljystä | 0 | 0 | 0 | 0 | 0 | 0 | 0 | 0 | 0 | 0 | 0 | 0 | 0 | 0 | 116111 | 113889 | 90000 | 78056 | 88333 | 105278 | 106111 | 95000 | 95833 | 101944 | 88889 | 80000 | 63611 | 40278 | 10278 | 76575 | 72745 | 110307 | 105741 | 73482 | 71171 | 95963 | 44649 | 86485 | 108970 | 143073 | 135397 | 138057 | 153646 | 152832 | 96492 | 131293 | 116542 | 236716 | 109984 | 210954 | 308530 | 323082 | 307766 | 311369 | 323115
aus Erdgas | peräisin maakaasusta | 2005: 18089; 2006: 13223; 2007: 27284; 2008: 31517; 2009: 14886; 2010: 21926; 2011: 29069; 2012: 31453; 2013: 9431; 2014: 16210; 2015: 31421; 2016: 28231; 2017: 27085; 2018: 19596; 2019: 18512; 2020: 37669; 2021: 38972; 2022: 36680; 2023: 25639; 2024: 23414
aus Kohlegase | peräisin hiilikaasuista | 2005: 77874; 2006: 31426; 2007: 59201; 2008: 77453; 2009: 128187; 2010: 113471; 2011: 108988; 2012: 122193; 2013: 143401; 2014: 80282; 2015: 99872; 2016: 88311; 2017: 209631; 2018: 90388; 2019: 192442; 2020: 270861; 2021: 284111; 2022: 271086; 2023: 285729; 2024: 299701
aus Kokereigas | peräisin koksikaasusta | 0 | 0 | 0 | 8230 | 3732 | 2520 | 4232 | 7592 | 8571 | 13600 | 38333 | 12500 | 40833 | 61667 | 75556 | 98889 | 138333 | 183333 | 223889 | 221667 | 208056 | 228333 | 221389 | 225556 | 191389 | 268333 | 261389 | 230556 | 152222 | 178994 | 178202 | 0 | 0 | 9088 | 33359 | 22074 | 25378 | 24536 | 18873 | 12683 | 281442 | 325946 | 332085 | 384185 | 351199 | 431469 | 435396 | 489059 | 428611 | 510438 | 520104 | 520182 | 505958 | 502266 | 574962
aus Gichtgas | peräisin masuunikaasusta | 2005: 9195; 2006: 12774; 2007: 13157; 2008: 7042; 2009: 872; 2010: 11917; 2011: 0; 2012: 46; 2013: 42641; 2014: 22201; 2015: 24682; 2016: 24799; 2017: 27475; 2018: 24319; 2019: 24004; 2020: 24872; 2021: 26399; 2022: 29586; 2023: 35608; 2024: 36278
aus Brabf | peräisin Brabf:stä | 2005: 12879; 2006: 12604; 2007: 11379; 2008: 11831; 2009: 11812; 2010: 269525; 2011: 325946; 2012: 332039; 2013: 341543; 2014: 328998; 2015: 406787; 2016: 410597; 2017: 461584; 2018: 404292; 2019: 486434; 2020: 495232; 2021: 493783; 2022: 476372; 2023: 466659; 2024: 538684
aus Industriabfall n. erneuer. | peräisin teollisuusjätteestä, ei-uusiutuva | 0 | 0 | 0 | 0 | 0 | 0 | 0 | 0 | 0 | 0 | 0 | 0 | 0 | 0 | 0 | 0 | 0 | 0 | 0 | 0 | 0 | 0 | 29167 | 63056 | 62778 | 113889 | 132222 | 215278 | 165000 | 216496 | 198704 | 24638 | 47367 | 87515 | 161465 | 254812 | 296032 | 412912 | 528187 | 602390 | 678296 | 831324 | 943910 | 1001324 | 1051794 | 1066676 | 1245127 | 1303258 | 1121550 | 1141860 | 1079229 | 1229917 | 1126460 | 1425894 | 1412911
aus Hausmüll n. erneuerbar | peräisin yhdyskuntajätteestä, ei-uusiutuva | 2005: 7371; 2006: 8795; 2007: 8106; 2008: 8497; 2009: 10143; 2010: 169510; 2011: 211875; 2012: 223605; 2013: 231986; 2014: 279025; 2015: 262573; 2016: 261544; 2017: 293330; 2018: 263805; 2019: 336547; 2020: 248154; 2021: 329189; 2022: 317581; 2023: 441931; 2024: 330161
aus Biogenen | peräisin biogeenisistä | 2005: 0; 2006: 0; 2007: 0; 2008: 0; 2009: 0; 2010: 0; 2011: 0; 2012: 0; 2013: 0; 2014: 0; 2015: 0; 2016: 0; 2017: 0; 2018: 0; 2019: 0; 2020: 0; 2021: 0; 2022: 0; 2023: 0; 2024: 0
aus Hausmüll-Bioanteil | peräisin yhdyskuntajätteen bio-osuudesta | 2005: 0; 2006: 0; 2007: 0; 2008: 0; 2009: 0; 2010: 0; 2011: 0; 2012: 0; 2013: 0; 2014: 0; 2015: 0; 2016: 0; 2017: 0; 2018: 0; 2019: 0; 2020: 0; 2021: 0; 2022: 0; 2023: 0; 2024: 0
aus Scheitholz | peräisin pilkkeestä | 2005: 197332; 2006: 247619; 2007: 365558; 2008: 407035; 2009: 473954; 2010: 359744; 2011: 427702; 2012: 525400; 2013: 594598; 2014: 644246; 2015: 658692; 2016: 846258; 2017: 842013; 2018: 582343; 2019: 566260; 2020: 572181; 2021: 664171; 2022: 656471; 2023: 725526; 2024: 758508
aus Holzpellets | peräisin puupelleteistä | 2005: 13585; 2006: 13207; 2007: 12374; 2008: 90525; 2009: 82703; 2010: 97724; 2011: 153188; 2012: 148322; 2013: 147537; 2014: 122627; 2015: 141558; 2016: 132930; 2017: 163685; 2018: 230311; 2019: 220554; 2020: 228129; 2021: 215995; 2022: 103351; 2023: 205547; 2024: 270240
aus Holzabfall | peräisin puujätteestä | 2005: 0; 2006: 0; 2007: 0; 2008: 0; 2009: 0; 2010: 0; 2011: 0; 2012: 0; 2013: 0; 2014: 0; 2015: 0; 2016: 0; 2017: 0; 2018: 864; 2019: 0; 2020: 0; 2021: 490; 2022: 441; 2023: 404; 2024: 370
aus Ablauge | peräisin mustalipeästä | 2005: 7562; 2006: 7248; 2007: 7424; 2008: 4686; 2009: 4207; 2010: 4028; 2011: 5449; 2012: 4100; 2013: 4100; 2014: 0; 2015: 0; 2016: 0; 2017: 0; 2018: 2950; 2019: 6654; 2020: 6645; 2021: 7028; 2022: 34528; 2023: 33503; 2024: 34329
aus Deponiegas | peräisin kaatopaikkakaasusta | 2005: 14370; 2006: 6683; 2007: 6961; 2008: 8094; 2009: 6781; 2010: 3222; 2011: 9026; 2012: 2901; 2013: 2352; 2014: 3739; 2015: 1653; 2016: 1882; 2017: 2075; 2018: 38088; 2019: 7828; 2020: 20379; 2021: 8597; 2022: 3386; 2023: 7328; 2024: 9228
aus Klärgas | peräisin jätevesikaasusta | 2005: 14592; 2006: 12480; 2007: 12489; 2008: 9326; 2009: 13627; 2010: 7650; 2011: 4821; 2012: 0; 2013: 0; 2014: 0; 2015: 0; 2016: 0; 2017: 0; 2018: 0; 2019: 0; 2020: 0; 2021: 0; 2022: 0; 2023: 0; 2024: 0
aus Biogas | peräisin biokaasusta | 2005: 0; 2006: 0; 2007: 0; 2008: 23; 2009: 10975; 2010: 36418; 2011: 19264; 2012: 39583; 2013: 20751; 2014: 2157; 2015: 2199; 2016: 2513; 2017: 2155; 2018: 3189; 2019: 4017; 2020: 3740; 2021: 4447; 2022: 10702; 2023: 11654; 2024: 10075
aus flüssigen Biogenen | peräisin nestemäisistä biogeenisistä | 0 | 0 | 0 | 0 | 0 | 0 | 0 | 0 | 0 | 0 | 0 | 0 | 0 | 0 | 0 | 0 | 0 | 0 | 0 | 0 | 0 | 0 | 0 | 0 | 0 | 0 | 0 | 0 | 0 | 0 | 0 | 0 | 0 | 0 | 0 | 0 | 0 | 0 | 0 | 0 | 0 | 0 | 0 | 0 | 0 | 0 | 0 | 0 | 0 | 0 | 0 | 0 | 0 | 0 | 0
aus sonst. festen Biogenen | peräisin muista kiinteistä biogeenisistä | 0 | 0 | 0 | 0 | 0 | 0 | 0 | 0 | 0 | 0 | 0 | 0 | 0 | 0 | 0 | 0 | 0 | 0 | 0 | 0 | 0 | 0 | 0 | 0 | 0 | 0 | 0 | 0 | 0 | 0 | 0 | 0 | 0 | 0 | 0 | 0 | 0 | 0 | 0 | 0 | 0 | 0 | 0 | 0 | 0 | 0 | 0 | 0 | 0 | 0 | 0 | 0 | 0 | 0 | 0
aus Wasserkraft | peräisin vesivoimasta
aus Wind,PV, Geothermie | peräisin tuulesta, PV:stä, geotermiasta
Heizwerke | Lämpölaitokset | 808333 | 923333 | 1191389 | 1269167 | 1199444 | 1349167 | 1525833 | 1781667 | 2052500 | 1310000 | 2251361 | 2039129 | 1912778 | 2066122 | 1815556 | 2241110 | 2018612 | 2636121 | 2896664 | 2399729 | 3115825 | 3519450 | 3521097 | 4147492 | 3645846 | 4501109 | 4544339 | 3815614 | 3787471 | 4088934 | 5225862 | 4808609 | 4787150 | 4944416 | 4647055 | 5578265 | 5464049 | 5515516 | 6443852 | 7070302 | 8202508 | 7923019 | 8898133 | 9675756 | 9580948 | 9368371 | 9532538 | 9943173 | 9586462 | 8997366 | 9583152 | 10945961 | 9724627 | 9780041 | 9842156
davon: EVU | joista: EVU | 808333 | 923333 | 1191389 | 1269167 | 1199444 | 1349167 | 1525833 | 1781667 | 2052500 | 1310000 | 2251361 | 2039129 | 1912778 | 2066122 | 1814167 | 2233332 | 2010556 | 2627788 | 2885831 | 2389451 | 3104992 | 3507505 | 3507486 | 4135825 | 3635846 | 4490831 | 4532672 | 3795614 | 3766761 | 3882704 | 5069989 | 4701915 | 4738060 | 4761377 | 4533512 | 5402835 | 5340169 | 5348233 | 6199824 | 6831759 | 8088596 | 7829183 | 8786145 | 9528289 | 9402042 | 9210902 | 9346743 | 9847757 | 9403635 | 8908232 | 9502065 | 10831087 | 9623225 | 9668091 | 9553754
aus Steinkohle | peräisin kivihiilestä | 0 | 0 | 0 | 0 | 0 | 0 | 0 | 0 | 0 | 0 | 0 | 0 | 0 | 0 | 0 | 0 | 0 | 0 | 0 | 0 | 0 | 0 | 0 | 0 | 0 | 0 | 0 | 0 | 0 | 0 | 0 | 0 | 0 | 0 | 0 | 0 | 0 | 0 | 0 | 0 | 0 | 0 | 0 | 0 | 0 | 0 | 0 | 0 | 0 | 0 | 0 | 0 | 0 | 0 | 0
aus Braunkohle | peräisin ruskohiilestä | 56244 | 64245 | 82896 | 29126 | 27526 | 30962 | 35016 | 40887 | 47102 | 43952 | 51666 | 46944 | 36389 | 40278 | 35000 | 47500 | 40556 | 55000 | 93889 | 68611 | 68056 | 104167 | 58056 | 48333 | 41111 | 19167 | 16944 | 11111 | 0 | 0 | 0 | 0 | 0 | 0 | 0 | 0 | 0 | 0 | 0 | 0 | 0 | 0 | 0 | 0 | 0 | 0 | 0 | 0 | 0 | 0 | 0 | 0 | 0 | 0 | 0
aus Öl | peräisin öljystä | 752090 | 859088 | 1108492 | 1240041 | 1171919 | 1318205 | 1490817 | 1740780 | 2005398 | 1266048 | 1051654 | 1116924 | 796389 | 1116950 | 904167 | 1062500 | 839444 | 1205834 | 1218611 | 985555 | 1015000 | 1210000 | 1025555 | 1076944 | 779167 | 670556 | 878333 | 538611 | 858611 | 502751 | 780263 | 1364603 | 400459 | 277709 | 461078 | 752318 | 533427 | 424479 | 437184 | 478680 | 368788 | 290871 | 379445 | 359420 | 382557 | 313775 | 313430 | 268320 | 247944 | 98237 | 108666 | 338435 | 397107 | 359845 | 45685
aus Erdgas | peräisin maakaasusta | 0 | 0 | 0 | 0 | 0 | 0 | 0 | 0 | 0 | 0 | 1148041 | 859428 | 1063889 | 900838 | 866667 | 1114999 | 1124723 | 961112 | 1220001 | 922778 | 1507216 | 1420849 | 1483896 | 1935576 | 1686680 | 2510278 | 2366935 | 1684204 | 1337696 | 1424789 | 2355211 | 1017844 | 1744067 | 1737628 | 1489075 | 2081239 | 2043147 | 2063815 | 2387699 | 2411714 | 2472439 | 2448091 | 2799640 | 3407589 | 3020173 | 2764402 | 2664687 | 2914015 | 2260217 | 1896596 | 1747503 | 2047973 | 1338943 | 1547764 | 1782147
aus Kohlegase | peräisin hiilikaasuista | 0 | 0 | 0 | 0 | 0 | 0 | 0 | 0 | 0 | 0 | 0 | 0 | 0 | 0 | 0 | 0 | 0 | 0 | 0 | 0 | 0 | 0 | 0 | 0 | 0 | 0 | 0 | 0 | 0 | 0 | 0 | 0 | 0 | 0 | 0 | 0 | 0 | 0 | 0 | 0 | 0 | 0 | 0 | 0 | 0 | 0 | 0 | 0 | 0 | 0 | 0 | 0 | 0 | 0 | 0
aus Kokereigas | peräisin koksikaasusta | 2005: 0; 2006: 0; 2007: 0; 2008: 0; 2009: 0; 2010: 0; 2011: 0; 2012: 0; 2013: 0; 2014: 0; 2015: 0; 2016: 0; 2017: 0; 2018: 0; 2019: 0; 2020: 0; 2021: 0; 2022: 0; 2023: 0; 2024: 0
aus Gichtgas | peräisin masuunikaasusta | 2005: 0; 2006: 0; 2007: 0; 2008: 0; 2009: 0; 2010: 0; 2011: 0; 2012: 0; 2013: 0; 2014: 0; 2015: 0; 2016: 0; 2017: 0; 2018: 0; 2019: 0; 2020: 0; 2021: 0; 2022: 0; 2023: 0; 2024: 0
aus Brabf | peräisin Brabf:stä | 0 | 0 | 0 | 0 | 0 | 0 | 0 | 0 | 0 | 0 | 0 | 0 | 0 | 0 | 0 | 0 | 0 | 129342 | 89727 | 89212 | 75950 | 113148 | 178074 | 188234 | 192544 | 199088 | 202881 | 222342 | 192887 | 190115 | 203911 | 210541 | 213994 | 210000 | 202772 | 222560 | 230711 | 268379 | 274210 | 247991 | 253818 | 274990 | 271042 | 272478 | 275796 | 258151 | 259276 | 277280 | 268626 | 270821 | 260930 | 260493 | 238494 | 241249 | 254700
aus Industriabfall n. erneuer. | peräisin teollisuusjätteestä, ei-uusiutuva | 2005: 424; 2006: 203; 2007: 219; 2008: 375; 2009: 0; 2010: 0; 2011: 19236; 2012: 7314; 2013: 0; 2014: 0; 2015: 0; 2016: 0; 2017: 0; 2018: 0; 2019: 0; 2020: 0; 2021: 0; 2022: 0; 2023: 0; 2024: 0
aus Hausmüll n. erneuerbar | peräisin yhdyskuntajätteestä, ei-uusiutuva | 2005: 222136; 2006: 230508; 2007: 268161; 2008: 273835; 2009: 247991; 2010: 253818; 2011: 255754; 2012: 263728; 2013: 272478; 2014: 275796; 2015: 258151; 2016: 259276; 2017: 277280; 2018: 268626; 2019: 270821; 2020: 260930; 2021: 260493; 2022: 238494; 2023: 241249; 2024: 254700
aus Biogenen | peräisin biogeenisistä | 0 | 0 | 0 | 0 | 0 | 0 | 0 | 0 | 0 | 0 | 0 | 0 | 0 | 0 | 0 | 0 | 0 | 271500 | 261936 | 320516 | 436548 | 657674 | 761906 | 875350 | 923844 | 1070631 | 1054918 | 1321290 | 1357655 | 1641762 | 1618369 | 1973937 | 2282195 | 2429186 | 2278842 | 2230903 | 2384507 | 2453490 | 2950810 | 3544958 | 4845168 | 4665059 | 5168203 | 5316034 | 5569643 | 5703580 | 5935730 | 6213873 | 6450822 | 6386225 | 7111652 | 7834152 | 7346656 | 7234517 | 7141424
aus Hausmüll-Bioanteil | peräisin yhdyskuntajätteen bio-osuudesta | 2005: 136148; 2006: 141279; 2007: 164356; 2008: 167834; 2009: 151995; 2010: 155566; 2011: 156753; 2012: 161640; 2013: 167003; 2014: 169037; 2015: 158222; 2016: 158911; 2017: 169946; 2018: 166608; 2019: 167968; 2020: 161834; 2021: 161563; 2022: 147919; 2023: 149628; 2024: 157970
aus Scheitholz | peräisin pilkkeestä | 2005: 11004; 2006: 4359; 2007: 2689; 2008: 4720; 2009: 9326; 2010: 9850; 2011: 8292; 2012: 10311; 2013: 10642; 2014: 7705; 2015: 8743; 2016: 8718; 2017: 0; 2018: 0; 2019: 0; 2020: 0; 2021: 0; 2022: 0; 2023: 0; 2024: 0
aus Holzpellets | peräisin puupelleteistä | 2005: 4059; 2006: 2291; 2007: 2837; 2008: 4900; 2009: 15119; 2010: 16346; 2011: 13542; 2012: 16673; 2013: 16647; 2014: 12838; 2015: 14338; 2016: 14205; 2017: 1707; 2018: 3317; 2019: 3371; 2020: 3439; 2021: 3937; 2022: 3770; 2023: 3806; 2024: 3640
aus Holzabfall | peräisin puujätteestä | 2005: 2013076; 2006: 2140788; 2007: 2186826; 2008: 2647983; 2009: 3246755; 2010: 4554987; 2011: 4457315; 2012: 4943984; 2013: 5084562; 2014: 5344758; 2015: 5484613; 2016: 5716719; 2017: 6009367; 2018: 6250222; 2019: 6194641; 2020: 6919526; 2021: 7640864; 2022: 7170961; 2023: 7053163; 2024: 6953758
aus Ablauge | peräisin mustalipeästä | 2005: 0; 2006: 0; 2007: 0; 2008: 0; 2009: 0; 2010: 0; 2011: 0; 2012: 0; 2013: 0; 2014: 0; 2015: 0; 2016: 0; 2017: 0; 2018: 0; 2019: 0; 2020: 0; 2021: 0; 2022: 0; 2023: 0; 2024: 0
aus Deponiegas | peräisin kaatopaikkakaasusta | 2005: 0; 2006: 0; 2007: 0; 2008: 0; 2009: 0; 2010: 0; 2011: 0; 2012: 0; 2013: 0; 2014: 0; 2015: 0; 2016: 0; 2017: 0; 2018: 0; 2019: 0; 2020: 0; 2021: 0; 2022: 0; 2023: 0; 2024: 0
aus Klärgas | peräisin jätevesikaasusta | 2005: 0; 2006: 0; 2007: 0; 2008: 0; 2009: 0; 2010: 0; 2011: 0; 2012: 0; 2013: 0; 2014: 0; 2015: 0; 2016: 0; 2017: 0; 2018: 0; 2019: 0; 2020: 0; 2021: 0; 2022: 0; 2023: 0; 2024: 0
aus Biogas | peräisin biokaasusta | 2005: 0; 2006: 26012; 2007: 28560; 2008: 49336; 2009: 18611; 2010: 20121; 2011: 18379; 2012: 22628; 2013: 22020; 2014: 19558; 2015: 18965; 2016: 18790; 2017: 13396; 2018: 12791; 2019: 8181; 2020: 14584; 2021: 14021; 2022: 11212; 2023: 15817; 2024: 14605
aus flüssigen Biogenen | peräisin nestemäisistä biogeenisistä | 2005: 0; 2006: 0; 2007: 0; 2008: 0; 2009: 0; 2010: 0; 2011: 0; 2012: 0; 2013: 3146; 2014: 5559; 2015: 6520; 2016: 6194; 2017: 7018; 2018: 5893; 2019: 0; 2020: 0; 2021: 0; 2022: 0; 2023: 0; 2024: 0
aus sonst. festen Biogenen | peräisin muista kiinteistä biogeenisistä | 2005: 66616; 2006: 69778; 2007: 68222; 2008: 76036; 2009: 103151; 2010: 88299; 2011: 10778; 2012: 12966; 2013: 12015; 2014: 10190; 2015: 12180; 2016: 12192; 2017: 12440; 2018: 11992; 2019: 12063; 2020: 12269; 2021: 13766; 2022: 12794; 2023: 12103; 2024: 11450
aus Strom | peräisin sähköstä | 0 | 0 | 0 | 0 | 0 | 0 | 0 | 0 | 0 | 0 | 0 | 15833 | 16111 | 8056 | 8333 | 8333 | 5833 | 5000 | 1667 | 2778 | 2222 | 1667 | 0 | 1944 | 3333 | 12222 | 3056 | 7778 | 9444 | 12424 | 10883 | 11364 | 692 | 752 | 0 | 0 | 0 | 0 | 0 | 0 | 0 | 0 | 0 | 0 | 0 | 0 | 0 | 0 | 3050 | 9295 | 13728 | 4261 | 5486 | 8098 | 8753
aus Solar, WP, Geothermie | peräisin aurinkosta, WP:stä, geotermiasta | 0 | 0 | 0 | 0 | 0 | 0 | 0 | 0 | 0 | 0 | 0 | 0 | 0 | 0 | 0 | 0 | 0 | 0 | 0 | 0 | 0 | 0 | 0 | 9444 | 9167 | 8889 | 9605 | 10278 | 10469 | 110864 | 101351 | 123626 | 96652 | 106102 | 101745 | 115816 | 148376 | 138070 | 149921 | 148417 | 148383 | 150172 | 167815 | 172767 | 153873 | 170995 | 173620 | 174269 | 172976 | 247057 | 259586 | 345774 | 296538 | 276618 | 321045
davon: UEA | joista: UEA | 0 | 0 | 0 | 0 | 0 | 0 | 0 | 0 | 0 | 0 | 0 | 0 | 0 | 0 | 1389 | 7778 | 8056 | 8333 | 10833 | 10278 | 10833 | 11945 | 13611 | 11667 | 10000 | 10278 | 11667 | 20000 | 20709 | 206230 | 155873 | 106694 | 49090 | 183039 | 113543 | 175430 | 123880 | 167283 | 244028 | 238542 | 113912 | 93837 | 111988 | 147467 | 178906 | 157469 | 185795 | 95416 | 182828 | 89134 | 81087 | 114874 | 101402 | 111950 | 288402
aus Steinkohle | peräisin kivihiilestä | 0 | 0 | 0 | 0 | 0 | 0 | 0 | 0 | 0 | 0 | 0 | 0 | 0 | 0 | 0 | 0 | 0 | 0 | 0 | 0 | 0 | 0 | 0 | 0 | 0 | 0 | 0 | 0 | 0 | 0 | 0 | 0 | 0 | 0 | 0 | 0 | 0 | 0 | 0 | 0 | 0 | 0 | 0 | 0 | 0 | 0 | 0 | 0 | 0 | 0 | 0 | 0 | 0 | 0 | 0
aus Braunkohle | peräisin ruskohiilestä | 0 | 0 | 0 | 0 | 0 | 0 | 0 | 0 | 0 | 0 | 0 | 0 | 0 | 0 | 0 | 0 | 0 | 0 | 0 | 0 | 0 | 0 | 0 | 0 | 0 | 0 | 0 | 0 | 0 | 0 | 0 | 0 | 0 | 0 | 0 | 0 | 0 | 0 | 0 | 0 | 0 | 0 | 0 | 0 | 0 | 0 | 0 | 0 | 0 | 0 | 0 | 0 | 0 | 0 | 0
aus Öl | peräisin öljystä | 0 | 0 | 0 | 0 | 0 | 0 | 0 | 0 | 0 | 0 | 0 | 0 | 0 | 0 | 1389 | 7778 | 8056 | 8333 | 10833 | 10278 | 10833 | 11945 | 13611 | 11667 | 10000 | 10278 | 11667 | 10556 | 10077 | 21159 | 11544 | 8089 | 6733 | 19008 | 44 | 0 | 0 | 0 | 0 | 0 | 15364 | 0 | 0 | 0 | 0 | 0 | 0 | 0 | 0 | 0 | 0 | 0 | 0 | 0 | 0
aus Erdgas | peräisin maakaasusta | 0 | 0 | 0 | 0 | 0 | 0 | 0 | 0 | 0 | 0 | 0 | 0 | 0 | 0 | 0 | 0 | 0 | 0 | 0 | 0 | 0 | 0 | 0 | 0 | 0 | 0 | 0 | 0 | 0 | 153665 | 101943 | 40853 | 1388 | 112761 | 78443 | 132029 | 76733 | 120387 | 194108 | 188554 | 25834 | 23205 | 48739 | 77273 | 117887 | 94007 | 115921 | 20675 | 111501 | 31522 | 13884 | 17396 | 12320 | 14127 | 12402
aus Kohlegase | peräisin hiilikaasuista | 0 | 0 | 0 | 0 | 0 | 0 | 0 | 0 | 0 | 0 | 0 | 0 | 0 | 0 | 0 | 0 | 0 | 0 | 0 | 0 | 0 | 0 | 0 | 0 | 0 | 0 | 0 | 0 | 0 | 0 | 11000 | 0 | 0 | 0 | 0 | 0 | 0 | 0 | 0 | 0 | 0 | 0 | 0 | 0 | 0 | 0 | 0 | 0 | 0 | 0 | 0 | 0 | 0 | 0 | 0
aus Kokereigas | peräisin koksikaasusta | 2005: 0; 2006: 0; 2007: 0; 2008: 0; 2009: 0; 2010: 0; 2011: 0; 2012: 0; 2013: 0; 2014: 0; 2015: 0; 2016: 0; 2017: 0; 2018: 0; 2019: 0; 2020: 0; 2021: 0; 2022: 0; 2023: 0; 2024: 0
aus Gichtgas | peräisin masuunikaasusta | 2005: 0; 2006: 0; 2007: 0; 2008: 0; 2009: 0; 2010: 0; 2011: 0; 2012: 0; 2013: 0; 2014: 0; 2015: 0; 2016: 0; 2017: 0; 2018: 0; 2019: 0; 2020: 0; 2021: 0; 2022: 0; 2023: 0; 2024: 0
aus Brabf | peräisin Brabf:stä | 0 | 0 | 0 | 0 | 0 | 0 | 0 | 0 | 0 | 0 | 0 | 0 | 0 | 0 | 0 | 0 | 0 | 0 | 0 | 0 | 0 | 0 | 0 | 0 | 0 | 0 | 0 | 0 | 0 | 0 | 0 | 0 | 0 | 0 | 0 | 21674 | 31382 | 32807 | 35530 | 34228 | 36651 | 37966 | 36487 | 33571 | 32363 | 33869 | 31949 | 31815 | 30923 | 31546 | 34424 | 46158 | 38879 | 41746 | 39788
aus Industriabfall n. erneuer. | peräisin teollisuusjätteestä, ei-uusiutuva | 2005: 21674; 2006: 31382; 2007: 32807; 2008: 35530; 2009: 34228; 2010: 36651; 2011: 37966; 2012: 36487; 2013: 33571; 2014: 32363; 2015: 33869; 2016: 31949; 2017: 31815; 2018: 30923; 2019: 31546; 2020: 34424; 2021: 46158; 2022: 38879; 2023: 41746; 2024: 39788
aus Hausmüll n. erneuerbar | peräisin yhdyskuntajätteestä, ei-uusiutuva | 2005: 0; 2006: 0; 2007: 0; 2008: 0; 2009: 0; 2010: 0; 2011: 0; 2012: 0; 2013: 0; 2014: 0; 2015: 0; 2016: 0; 2017: 0; 2018: 0; 2019: 0; 2020: 0; 2021: 0; 2022: 0; 2023: 0; 2024: 0
aus Biogenen | peräisin biogeenisistä | 0 | 0 | 0 | 0 | 0 | 0 | 0 | 0 | 0 | 0 | 0 | 0 | 0 | 0 | 0 | 0 | 0 | 0 | 0 | 0 | 0 | 0 | 0 | 0 | 0 | 0 | 0 | 9444 | 10633 | 16111 | 17352 | 42030 | 25924 | 34932 | 19416 | 5139 | 0 | 0 | 0 | 0 | 19206 | 17185 | 8875 | 20498 | 16211 | 13914 | 23533 | 27293 | 22785 | 20026 | 17206 | 24931 | 25869 | 39315 | 229494
aus Hausmüll-Bioanteil | peräisin yhdyskuntajätteen bio-osuudesta | 2005: 0; 2006: 0; 2007: 0; 2008: 0; 2009: 0; 2010: 0; 2011: 0; 2012: 0; 2013: 0; 2014: 0; 2015: 0; 2016: 0; 2017: 0; 2018: 0; 2019: 0; 2020: 0; 2021: 0; 2022: 0; 2023: 0; 2024: 0
aus Scheitholz | peräisin pilkkeestä | 2005: 0; 2006: 0; 2007: 0; 2008: 0; 2009: 0; 2010: 0; 2011: 0; 2012: 0; 2013: 0; 2014: 0; 2015: 0; 2016: 0; 2017: 0; 2018: 0; 2019: 0; 2020: 0; 2021: 0; 2022: 0; 2023: 0; 2024: 0
aus Holzpellets | peräisin puupelleteistä | 2005: 0; 2006: 0; 2007: 0; 2008: 0; 2009: 0; 2010: 0; 2011: 0; 2012: 0; 2013: 0; 2014: 0; 2015: 0; 2016: 0; 2017: 0; 2018: 0; 2019: 0; 2020: 0; 2021: 0; 2022: 0; 2023: 0; 2024: 0
aus Holzabfall | peräisin puujätteestä | 2005: 5139; 2006: 0; 2007: 0; 2008: 0; 2009: 0; 2010: 19206; 2011: 17185; 2012: 8875; 2013: 20498; 2014: 16211; 2015: 13914; 2016: 23533; 2017: 27293; 2018: 22785; 2019: 20026; 2020: 17206; 2021: 24931; 2022: 25869; 2023: 39315; 2024: 229494
aus Ablauge | peräisin mustalipeästä | 2005: 0; 2006: 0; 2007: 0; 2008: 0; 2009: 0; 2010: 0; 2011: 0; 2012: 0; 2013: 0; 2014: 0; 2015: 0; 2016: 0; 2017: 0; 2018: 0; 2019: 0; 2020: 0; 2021: 0; 2022: 0; 2023: 0; 2024: 0
aus Deponiegas | peräisin kaatopaikkakaasusta | 2005: 0; 2006: 0; 2007: 0; 2008: 0; 2009: 0; 2010: 0; 2011: 0; 2012: 0; 2013: 0; 2014: 0; 2015: 0; 2016: 0; 2017: 0; 2018: 0; 2019: 0; 2020: 0; 2021: 0; 2022: 0; 2023: 0; 2024: 0
aus Klärgas | peräisin jätevesikaasusta | 2005: 0; 2006: 0; 2007: 0; 2008: 0; 2009: 0; 2010: 0; 2011: 0; 2012: 0; 2013: 0; 2014: 0; 2015: 0; 2016: 0; 2017: 0; 2018: 0; 2019: 0; 2020: 0; 2021: 0; 2022: 0; 2023: 0; 2024: 0
aus Biogas | peräisin biokaasusta | 2005: 0; 2006: 0; 2007: 0; 2008: 0; 2009: 0; 2010: 0; 2011: 0; 2012: 0; 2013: 0; 2014: 0; 2015: 0; 2016: 0; 2017: 0; 2018: 0; 2019: 0; 2020: 0; 2021: 0; 2022: 0; 2023: 0; 2024: 0
aus flüssigen Biogenen | peräisin nestemäisistä biogeenisistä | 2005: 0; 2006: 0; 2007: 0; 2008: 0; 2009: 0; 2010: 0; 2011: 0; 2012: 0; 2013: 0; 2014: 0; 2015: 0; 2016: 0; 2017: 0; 2018: 0; 2019: 0; 2020: 0; 2021: 0; 2022: 0; 2023: 0; 2024: 0
aus sonst. festen Biogenen | peräisin muista kiinteistä biogeenisistä | 2005: 0; 2006: 0; 2007: 0; 2008: 0; 2009: 0; 2010: 0; 2011: 0; 2012: 0; 2013: 0; 2014: 0; 2015: 0; 2016: 0; 2017: 0; 2018: 0; 2019: 0; 2020: 0; 2021: 0; 2022: 0; 2023: 0; 2024: 0
aus Strom | peräisin sähköstä | 0 | 0 | 0 | 0 | 0 | 0 | 0 | 0 | 0 | 0 | 0 | 0 | 0 | 0 | 0 | 0 | 0 | 0 | 0 | 0 | 0 | 0 | 0 | 0 | 0 | 0 | 0 | 0 | 0 | 0 | 0 | 0 | 0 | 0 | 0 | 0 | 0 | 0 | 0 | 0 | 0 | 0 | 0 | 0 | 0 | 0 | 0 | 0 | 0 | 0 | 0 | 0 | 0 | 0 | 0
aus Solar, WP, Geothermie | peräisin aurinkosta, WP:stä, geotermiasta | 0 | 0 | 0 | 0 | 0 | 0 | 0 | 0 | 0 | 0 | 0 | 0 | 0 | 0 | 0 | 0 | 0 | 0 | 0 | 0 | 0 | 0 | 0 | 0 | 0 | 0 | 0 | 0 | 0 | 15295 | 14035 | 15723 | 15044 | 16338 | 15640 | 16587 | 15766 | 14089 | 14390 | 15760 | 16857 | 15481 | 17888 | 16125 | 12444 | 15679 | 14391 | 15633 | 17618 | 6040 | 15573 | 26389 | 24334 | 16763 | 6718
Gaserzeugung | Kaasuntuotanto | 2005: 0; 2006: 0; 2007: 0; 2008: 0; 2009: 0; 2010: 0; 2011: 0; 2012: 0; 2013: 0; 2014: 0; 2015: 0; 2016: 0; 2017: 0; 2018: 0; 2019: 0; 2020: 0; 2021: 0; 2022: 0; 2023: 0; 2024: 0
Verbrauch des Sektors Energie | Energiasektorin oma kulutus | 0 | 0 | 0 | 0 | 0 | 0 | 0 | 0 | 0 | 0 | 0 | 0 | 0 | 0 | 0 | 0 | 0 | 0 | 0 | 0 | 0 | 0 | 0 | 0 | 0 | 0 | 0 | 0 | 0 | 0 | 0 | 0 | 0 | 0 | 0 | 0 | 0 | 0 | 0 | 0 | 0 | 0 | 0 | 0 | 0 | 0 | 0 | 0 | 0 | 0 | 0 | 0 | 0 | 0 | 0
Transportverluste | Siirtohäviöt | 168972 | 190835 | 416888 | 436779 | 261415 | 289918 | 325637 | 339278 | 398945 | 417220 | 440834 | 452585 | 535918 | 542193 | 569249 | 647861 | 673335 | 711529 | 808719 | 847385 | 886565 | 1044893 | 1009802 | 1153479 | 1051801 | 1174656 | 1475729 | 1509839 | 1605135 | 1499776 | 1647815 | 1063629 | 1092284 | 1398104 | 1530716 | 2245121 | 2310537 | 2410185 | 2879306 | 2758309 | 3365279 | 3438976 | 3552600 | 3574531 | 3260583 | 3638592 | 3531328 | 3644054 | 3465328 | 3463595 | 3439871 | 3787214 | 3353486 | 3013005 | 3094056
Nichtenergetischer Verbrauch | Ei-energiakäyttö | 0 | 0 | 0 | 0 | 0 | 0 | 0 | 0 | 0 | 0 | 0 | 0 | 0 | 0 | 0 | 0 | 0 | 0 | 0 | 0 | 0 | 0 | 0 | 0 | 0 | 0 | 0 | 0 | 0 | 0 | 0 | 0 | 0 | 0 | 0 | 0 | 0 | 0 | 0 | 0 | 0 | 0 | 0 | 0 | 0 | 0 | 0 | 0 | 0 | 0 | 0 | 0 | 0 | 0 | 0
Energetischer Endverbrauch | Energiankäytön loppukulutus | 1370834 | 1567748 | 1852695 | 1980749 | 2023168 | 2279610 | 2580224 | 3053472 | 3509583 | 3664252 | 3846333 | 3942054 | 4652138 | 4708946 | 4915751 | 5627417 | 5880832 | 6225971 | 6181559 | 6435948 | 7015102 | 8341218 | 8032698 | 8940965 | 8720420 | 9726455 | 12361932 | 10996894 | 11507336 | 11766839 | 11580409 | 12305384 | 12193821 | 13107472 | 14092594 | 14168807 | 14455855 | 14416928 | 15632887 | 16693277 | 18361244 | 18353522 | 19585148 | 20000043 | 18485235 | 19228741 | 20109038 | 20843930 | 19865325 | 19827631 | 19981408 | 21851740 | 19773817 | 19317389 | 19543827
Toimialoittainen energian loppukulutus
Öffentliche und Private Dienstleistungen | Julkiset ja yksityiset palvelut | 597240 | 698032 | 819273 | 868721 | 887231 | 992021 | 1121808 | 1319090 | 1522030 | 1579234 | 1704302 | 1840307 | 2139852 | 2123093 | 2178010 | 2589581 | 2688923 | 2834159 | 2808239.75 | 2929994.77 | 3190302.09 | 3798802.28 | 3559082.57 | 3915830.18 | 3841722.23 | 4248478.37 | 5787397.28 | 4805460.6057 | 5173973.786 | 5874684.492 | 5702736.882 | 6127116.8286 | 5846212.7896 | 6354237.5964 | 6794571.4683 | 6452532.1198 | 7059094.7117 | 6451940.0339 | 7439475.7658 | 7854215.6909 | 8574232.7252 | 8554984.3313 | 8472797.1025 | 8145385.3293 | 7281121.128 | 7472460.1877 | 7967949.6784 | 8044650.5187 | 7631440.7274 | 7945736.8389 | 7500675.4554 | 8380801.6243 | 6958656.988 | 6302459.3696 | 6382808.5253
Private Haushalte | Kotitaloudet | 527095 | 616049 | 723051 | 766691 | 783027 | 875510 | 990054 | 1164166 | 1343271 | 1393757 | 1504136 | 1624168 | 1888532 | 1965694 | 2100367 | 2283021 | 2407621 | 2564782 | 2524928 | 2617641 | 2864599 | 3397946 | 3396767 | 3822477 | 3716159 | 4194591 | 4850250 | 4739651 | 4849371 | 4765996.9702 | 4448381.0593 | 4627175.2367 | 4805969.4141 | 5120522.6973 | 5391797.4829 | 5565676.0768 | 5083522.518 | 5632087.0281 | 5853781.8185 | 6077044.991 | 6809101.3911 | 6803406.1021 | 7624873.2474 | 8503002.1157 | 7939202.1693 | 8752182.0795 | 9178284.4542 | 9749447.9216 | 9198559.8159 | 9002135.3043 | 9788089.2341 | 10524504.0132 | 10036188.7591 | 10351227.2889 | 10599664.2268
[37 empty] | 0 | 0 | 0 | 0 | 0 | 0 | 0 | 0 | 0 | 0 | 0 | 0 | 0 | 0 | 0 | 0 | 0 | 0 | 0 | 0
[37 empty] | 0 | 0 | 0 | 0 | 0 | 0 | 0 | 0 | 0 | 0 | 0 | 0 | 0 | 0 | 0 | 0 | 0 | 0 | 0 | 0
[37 empty] | 0 | 0 | 0 | 0 | 0 | 0 | 0 | 0 | 0 | 0 | 0 | 0 | 0 | 0 | 0 | 0 | 0 | 0 | 0 | 0
[37 empty] | 0 | 0 | 0 | 0 | 0 | 0 | 0 | 0 | 0 | 0 | 0 | 0 | 0 | 0 | 0 | 0 | 0 | 0 | 0 | 0
[37 empty] | 0 | 0 | 0 | 0 | 0 | 0 | 0 | 0 | 0 | 0 | 0 | 0 | 0 | 0 | 0 | 0 | 0 | 0 | 0 | 0
[37 empty] | 0 | 0 | 0 | 0 | 0 | 0 | 0 | 0 | 0 | 0 | 0 | 0 | 0 | 0 | 0 | 0 | 0 | 0 | 0 | 0
[37 empty] | 0 | 0 | 0 | 0 | 0 | 0 | 0 | 0 | 0 | 0 | 0 | 0 | 0 | 0 | 0 | 0 | 0 | 0 | 0 | 0
[37 empty] | 0 | 0 | 0 | 0 | 0 | 0 | 0 | 0 | 0 | 0 | 0 | 0 | 0 | 0 | 0 | 0 | 0 | 0 | 0 | 0
[37 empty] | 0 | 0 | 0 | 0 | 0 | 0 | 0 | 0 | 0 | 0 | 0 | 0 | 0 | 0 | 0 | 0 | 0 | 0 | 0 | 0
[37 empty] | 0 | 0 | 0 | 0 | 0 | 0 | 0 | 0 | 0 | 0 | 0 | 0 | 0 | 0 | 0 | 0 | 0 | 0 | 0 | 0
[37 empty] | 0 | 0 | 0 | 0 | 0 | 0 | 0 | 0 | 0 | 0 | 0 | 0 | 0 | 0 | 0 | 0 | 0 | 0 | 0 | 0
[37 empty] | 0 | 0 | 0 | 0 | 0 | 0 | 0 | 0 | 0 | 0 | 0 | 0 | 0 | 0 | 0 | 0 | 0 | 0 | 0 | 0
[37 empty] | 0 | 0 | 0 | 0 | 0 | 0 | 0 | 0 | 0 | 0 | 0 | 0 | 0 | 0 | 0 | 0 | 0 | 0 | 0 | 0
[37 empty] | 0 | 0 | 0 | 0 | 0 | 0 | 0 | 0 | 0 | 0 | 0 | 0 | 0 | 0 | 0 | 0 | 0 | 0 | 0 | 0
[37 empty] | 0 | 0 | 0 | 0 | 0 | 0 | 0 | 0 | 0 | 0 | 0 | 0 | 0 | 0 | 0 | 0 | 0 | 0 | 0 | 0
[37 empty] | 0 | 0 | 0 | 0 | 0 | 0 | 0 | 0 | 0 | 0 | 0 | 0 | 0 | 0 | 0 | 0 | 0 | 0 | 0 | 0
[37 empty] | 0 | 0 | 0 | 0 | 0 | 0 | 0 | 0 | 0 | 0 | 0 | 0 | 0 | 0 | 0 | 0 | 0 | 0 | 0 | 0
[37 empty] | 0 | 0 | 0 | 0 | 0 | 0 | 0 | 0 | 0 | 0 | 0 | 0 | 0 | 0 | 0 | 0 | 0 | 0 | 0 | 0
[37 empty] | 0 | 0 | 0 | 0 | 0 | 0 | 0 | 0 | 0 | 0 | 0 | 0 | 0 | 0 | 0 | 0 | 0 | 0 | 0 | 0
[37 empty] | 0 | 0 | 0 | 0 | 0 | 0 | 0 | 0 | 0 | 0 | 0 | 0 | 0 | 0 | 0 | 0 | 0 | 0 | 0 | 0
[37 empty] | 0 | 0 | 0 | 0 | 0 | 0 | 0 | 0 | 0 | 0 | 0 | 0 | 0 | 0 | 0 | 0 | 0 | 0 | 0 | 0
[37 empty] | 0 | 0 | 0 | 0 | 0 | 0 | 0 | 0 | 0 | 0 | 0 | 0 | 0 | 0 | 0 | 0 | 0 | 0 | 0 | 0
[37 empty] | 0 | 0 | 0 | 0 | 0 | 0 | 0 | 0 | 0 | 0 | 0 | 0 | 0 | 0 | 0 | 0 | 0 | 0 | 0 | 0
[37 empty] | 0 | 0 | 0 | 0 | 0 | 0 | 0 | 0 | 0 | 0 | 0 | 0 | 0 | 0 | 0 | 0 | 0 | 0 | 0 | 0
[37 empty] | 0 | 0 | 0 | 0 | 0 | 0 | 0 | 0 | 0 | 0 | 0 | 0 | 0 | 0 | 0 | 0 | 0 | 0 | 0 | 0
[37 empty] | 0 | 0 | 0 | 0 | 0 | 0 | 0 | 0 | 0 | 0 | 0 | 0 | 0 | 0 | 0 | 0 | 0 | 0 | 0 | 0
[37 empty] | 0 | 0 | 0 | 0 | 0 | 0 | 0 | 0 | 0 | 0 | 0 | 0 | 0 | 0 | 0 | 0 | 0 | 0 | 0 | 0
[37 empty] | 0 | 0 | 0 | 0 | 0 | 0 | 0 | 0 | 0 | 0 | 0 | 0 | 0 | 0 | 0 | 0 | 0 | 0 | 0 | 0
[37 empty] | 0 | 0 | 0 | 0 | 0 | 0 | 0 | 0 | 0 | 0 | 0 | 0 | 0 | 0 | 0 | 0 | 0 | 0 | 0 | 0
[37 empty] | 0 | 0 | 0 | 0 | 0 | 0 | 0 | 0 | 0 | 0 | 0 | 0 | 0 | 0 | 0 | 0 | 0 | 0 | 0 | 0
[37 empty] | 0 | 0 | 0 | 0 | 0 | 0 | 0 | 0 | 0 | 0 | 0 | 0 | 0 | 0 | 0 | 0 | 0 | 0 | 0 | 0
[37 empty] | 0 | 0 | 0 | 0 | 0 | 0 | 0 | 0 | 0 | 0 | 0 | 0 | 0 | 0 | 0 | 0 | 0 | 0 | 0 | 0
[37 empty] | 0 | 0 | 0 | 0 | 0 | 0 | 0 | 0 | 0 | 0 | 0 | 0 | 0 | 0 | 0 | 0 | 0 | 0 | 0 | 0
[37 empty] | 0 | 0 | 0 | 0 | 0 | 0 | 0 | 0 | 0 | 0 | 0 | 0 | 0 | 0 | 0 | 0 | 0 | 0 | 0 | 0
[37 empty] | 0 | 0 | 0 | 0 | 0 | 0 | 0 | 0 | 0 | 0 | 0 | 0 | 0 | 0 | 0 | 0 | 0 | 0 | 0 | 0
[37 empty] | 0 | 0 | 0 | 0 | 0 | 0 | 0 | 0 | 0 | 0 | 0 | 0 | 0 | 0 | 0 | 0 | 0 | 0 | 0 | 0
[37 empty] | 0 | 0 | 0 | 0 | 0 | 0 | 0 | 0 | 0 | 0 | 0 | 0 | 0 | 0 | 0 | 0 | 0 | 0 | 0 | 0
[37 empty] | 0 | 0 | 0 | 0 | 0 | 0 | 0 | 0 | 0 | 0 | 0 | 0 | 0 | 0 | 0 | 0 | 0 | 0 | 0 | 0
[37 empty] | 0 | 0 | 0 | 0 | 0 | 0 | 0 | 0 | 0 | 0 | 0 | 0 | 0 | 0 | 0 | 0 | 0 | 0 | 0 | 0
[37 empty] | 0 | 0 | 0 | 0 | 0 | 0 | 0 | 0 | 0 | 0 | 0 | 0 | 0 | 0 | 0 | 0 | 0 | 0 | 0 | 0
[37 empty] | 0 | 0 | 0 | 0 | 0 | 0 | 0 | 0 | 0 | 0 | 0 | 0 | 0 | 0 | 0 | 0 | 0 | 0 | 0 | 0
[37 empty] | 0 | 0 | 0 | 0 | 0 | 0 | 0 | 0 | 0 | 0 | 0 | 0 | 0 | 0 | 0 | 0 | 0 | 0 | 0 | 0
[37 empty] | 0 | 0 | 0 | 0 | 0 | 0 | 0 | 0 | 0 | 0 | 0 | 0 | 0 | 0 | 0 | 0 | 0 | 0 | 0 | 0
[37 empty] | 0 | 0 | 0 | 0 | 0 | 0 | 0 | 0 | 0 | 0 | 0 | 0 | 0 | 0 | 0 | 0 | 0 | 0 | 0 | 0
[37 empty] | 0 | 0 | 0 | 0 | 0 | 0 | 0 | 0 | 0 | 0 | 0 | 0 | 0 | 0 | 0 | 0 | 0 | 0 | 0 | 0
[37 empty] | 0 | 0 | 0 | 0 | 0 | 0 | 0 | 0 | 0 | 0 | 0 | 0 | 0 | 0 | 0 | 0 | 0 | 0 | 0 | 0
[37 empty] | 0 | 0 | 0 | 0 | 0 | 0 | 0 | 0 | 0 | 0 | 0 | 0 | 0 | 0 | 0 | 0 | 0 | 0 | 0 | 0
[37 empty] | 0 | 0 | 0 | 0 | 0 | 0 | 0 | 0 | 0 | 0 | 0 | 0 | 0 | 0 | 0 | 0 | 0 | 0 | 0 | 0
[37 empty] | 0 | 0 | 0 | 0 | 0 | 0 | 0 | 0 | 0 | 0 | 0 | 0 | 0 | 0 | 0 | 0 | 0 | 0 | 0 | 0
[37 empty] | 0 | 0 | 0 | 0 | 0 | 0 | 0 | 0 | 0 | 0 | 0 | 0 | 0 | 0 | 0 | 0 | 0 | 0 | 0 | 0
[37 empty] | 0 | 0 | 0 | 0 | 0 | 0 | 0 | 0 | 0 | 0 | 0 | 0 | 0 | 0 | 0 | 0 | 0 | 0 | 0 | 0
[37 empty] | 0 | 0 | 0 | 0 | 0 | 0 | 0 | 0 | 0 | 0 | 0 | 0 | 0 | 0 | 0 | 0 | 0 | 0 | 0 | 0
[37 empty] | 0 | 0 | 0 | 0 | 0 | 0 | 0 | 0 | 0 | 0 | 0 | 0 | 0 | 0 | 0 | 0 | 0 | 0 | 0 | 0
[37 empty] | 0 | 0 | 0 | 0 | 0 | 0 | 0 | 0 | 0 | 0 | 0 | 0 | 0 | 0 | 0 | 0 | 0 | 0 | 0 | 0
[37 empty] | 0 | 0 | 0 | 0 | 0 | 0 | 0 | 0 | 0 | 0 | 0 | 0 | 0 | 0 | 0 | 0 | 0 | 0 | 0 | 0
[37 empty] | 0 | 0 | 0 | 0 | 0 | 0 | 0 | 0 | 0 | 0 | 0 | 0 | 0 | 0 | 0 | 0 | 0 | 0 | 0 | 0
[37 empty] | 0 | 0 | 0 | 0 | 0 | 0 | 0 | 0 | 0 | 0 | 0 | 0 | 0 | 0 | 0 | 0 | 0 | 0 | 0 | 0
[37 empty] | 0 | 0 | 0 | 0 | 0 | 0 | 0 | 0 | 0 | 0 | 0 | 0 | 0 | 0 | 0 | 0 | 0 | 0 | 0 | 0
|  | 731472.6667 | 835249.6667 | 1078194.1111 | 1148361.3333 | 1085138.5556 | 1220361.3333 | 1380027.6667 | 1611083.3333 | 1856028 | 2771472 | 2035806 | 2355510 | 3275278 | 3185017 | 3669444 | 4034168 | 4535555 | 4301378.8034 | 4093614.3673 | 4883604.4643 | 4785841.9966 | 5866660.6119 | 5521402.7978 | 5946952.3866 | 6126375.9322 | 6400002.3233 | 9293321.7924 | 8691118.2953 | 9324999.5482 | 9177681.0678 | 8002362 | 8560404.1894 | 8498955 | 9561160 | 10976255 | 10835662.7914 | 11302342.6403 | 11311598.037 | 12068340.0635 | 12381283.4724 | 13524015.1793 | 13869478.7218 | 14239614.6934 | 13898817.739 | 12164870.299 | 13498962.097 | 14107827.678 | 14544810.3611 | 13744190.8898 | 14293859.9205 | 13838126.962 | 14692993.0292 | 13402676.411 | 12550352.6745 | 12795727.322
|  | 731472.6667 | 835249.6667 | 1078194.1111 | 1140131.0975 | 1081406.2393 | 1217841.2224 | 1375795.5816 | 1603491.1003 | 1847457.4961 | 2757871.9075 | 1997473 | 2343010 | 3234445 | 3123350 | 3395832 | 3714723 | 3983611 | 3284434.8034 | 2917503.3673 | 3502215.4643 | 3680007.9966 | 4558605.6119 | 4159457.7978 | 4316674.3866 | 4899986.9322 | 5071947.3233 | 7823877.7924 | 7354727.2953 | 8188887.5482 | 7812724.7345 | 6631797 | 7652842 | 7699647 | 8718628 | 9857730 | 9723172.2647 | 9872806 | 9681949.882 | 10702692.9121 | 10759289.5562 | 11471202.5236 | 11726139.0128 | 11685390.7099 | 11277943.1455 | 9845193.706 | 10779875.859 | 11225818.7377 | 11320616.985 | 11175981.4591 | 11528587.1362 | 11045428.786 | 11599449.8637 | 10662845.409 | 9325533.442 | 9529372.914
|  | 0 | 0 | 0 | 0 | 0 | 0 | 0 | 0 | 0 | 0 | 0 | 2222 | 7500 | 13611 | 59444 | 65000 | 76944 | 201389 | 152219.818 | 694722 | 719444 | 1036111 | 979722 | 633889 | 666944 | 1150833 | 512500 | 564444 | 555278 | 584639.5 | 670602 | 779549 | 824731 | 783415 | 860540 | 762860 | 754211 | 756793 | 825724.9779 | 728981.92 | 712961.79 | 747921.5029 | 707166.7736 | 756072.243 | 832382.6211 | 945785.3812 | 885037.7957 | 829969.9151 | 748830.0713 | 916866.2976 | 457483.0209 | 0 | 0 | 0 | 0
|  | 516828.6914 | 590116.9535 | 505959.6436 | 459652.3749 | 436043.856 | 491013.8123 | 554658.62 | 793693.8173 | 786406.2812 | 1278532.523 | 805267 | 632210 | 831945 | 818338 | 931389 | 580278 | 680278 | 632500 | 521111 | 513056 | 535000 | 513333 | 358889 | 519167 | 403889 | 293611 | 81944 | 23056 | 4444 | 16499.828 | 74473 | 118776 | 72714 | 86968 | 67649 | 87095 | 61424 | 0 | 0 | 0 | 0 | 0 | 0 | 0 | 0 | 0 | 0 | 0 | 0 | 0 | 0 | 0 | 0 | 0 | 0
|  | 208605.0078 | 238235.9508 | 307480.454 | 325177.507 | 308396.6096 | 347325.9595 | 392393.2685 | 457351.8591 | 526951.1591 | 786569.9933 | 569715 | 693598 | 1311111 | 598059 | 344444 | 321111 | 551944 | 745833 | 550278 | 720833 | 646667 | 843611 | 1239167 | 1661667 | 1808889 | 1869167 | 1254722 | 1219722 | 1651389 | 1644219.6425 | 1193707 | 1462594 | 1181235 | 1398625.6667 | 1409623.1778 | 1245949 | 1158380.08 | 778700.172 | 739608.3747 | 791164.7738 | 1047866.4181 | 518376.1988 | 218453.7265 | 157206.681 | 74639.3252 | 257087.7292 | 409899.2982 | 228294.6046 | 23583.8075 | 22389.4715 | 59815.5096 | 44764.3941 | 112923.6205 | 84462.283 | 61096.5265
|  | 0 | 0 | 193543.2794 | 204682.6726 | 194119.9527 | 218623.995 | 246991.5698 | 287879.6929 | 331688.9061 | 495105.7344 | 358606 | 735819 | 781111 | 1389174 | 1661111 | 2335278 | 2277778 | 1545000 | 1693889 | 1557497.158 | 1405278 | 1737778 | 1126667 | 1082500 | 1571111 | 1295556 | 5514723 | 5036110 | 5488055 | 5056115.264 | 4190794 | 4536944 | 4807537 | 5519183.7778 | 5997925.1778 | 6005582.2647 | 5544267.92 | 5101212.689 | 5225879.4972 | 5239659.253 | 5581990.5137 | 5806900.049 | 6030597.2926 | 5716597.6884 | 4875219.6527 | 5025729.7427 | 5590393.6971 | 5699087.5759 | 5866639.1787 | 5978503.6597 | 5897819.7762 | 6639961.16 | 5745458.801 | 4710790.4453 | 4824082.0777
|  | 0 | 0 | 0 | 0 | 0 | 0 | 0 | 0 | 0 | 0 | 0 | 0 | 0 | 0 | 0 | 0 | 0 | 0 | 0 | 0 | 0 | 0 | 0 | 0 | 0 | 0 | 0 | 0 | 0 | 0 | 0 | 0 | 0 | 0 | 0 | 0 | 0 | 0 | 0 | 0 | 0 | 0 | 0 | 0 | 0 | 0 | 0 | 0 | 0 | 0 | 0 | 0 | 0 | 0 | 0
[37 empty] | 0 | 0 | 0 | 0 | 0 | 0 | 0 | 0 | 0 | 0 | 0 | 0 | 0 | 0 | 0 | 0 | 0 | 0 | 0 | 0
[37 empty] | 0 | 0 | 0 | 0 | 0 | 0 | 0 | 0 | 0 | 0 | 0 | 0 | 0 | 0 | 0 | 0 | 0 | 0 | 0 | 0
|  | 3744.1598 | 4275.9927 | 44150.6551 | 93383.4967 | 88564.4091 | 99744.0225 | 112686.3165 | 40030.7532 | 125494.9128 | 122551.4673 | 163611.1111 | 173083.3333 | 187718.8238 | 188574.4965 | 247651.4077 | 256103.3088 | 245933.2776 | 99029.9675 | 0 | 9988.9735 | 231635.2746 | 265223.9614 | 282096.1593 | 260053.7223 | 278486.6208 | 283821.6532 | 274180.2693 | 298287.6509 | 285544.6095 | 270298.3 | 274774.7 | 431917 | 430122 | 471173.5556 | 878480 | 584132 | 611614 | 591500.509 | 646338.77 | 745645.3956 | 567458.0824 | 574586.7036 | 538978.0161 | 737926.7001 | 805157.2314 | 876335.0875 | 924425.6133 | 917969.3914 | 900568.1769 | 873392.5623 | 856183.3012 | 967570.1745 | 919429.7248 | 883336.4178 | 884305.0149
[37 empty] | 147591 | 162948 | 186321.768 | 164696.636 | 149637.04 | 183643.786 | 163025.779 | 238480.0732 | 508127.9767 | 578192.1448 | 478147.3869 | 443954.2257 | 437290.1033 | 389254.3405 | 356740.9044 | 140999.8347 | 178103.2511 | 176269.4827 | 167341.6796 | 193640.7131
[37 empty] | 436541 | 448666 | 405178.741 | 481642.134 | 596008.3556 | 383814.2964 | 411560.9246 | 300497.9429 | 229798.7234 | 226965.0866 | 398187.7005 | 480471.3876 | 480679.288 | 511313.8364 | 516651.6579 | 715183.4665 | 789466.9235 | 743160.2421 | 715994.7383 | 690664.3018
|  | 2294.8076 | 2620.7697 | 27060.079 | 57235.0463 | 54281.412 | 61133.4331 | 69065.8069 | 24534.9778 | 76916.2369 | 75112.1896 | 100273.8889 | 106077.6667 | 115059.1762 | 115593.5035 | 151792.5923 | 156952.6912 | 150733.7224 | 60682.8359 | 5.5493 | 6118.3328 | 141983.722 | 162548.6504 | 172916.6385 | 159397.6643 | 170667.3114 | 178958.6701 | 185808.5231 | 213107.6444 | 204176.9387 | 240952.2 | 227446.3 | 323062 | 383308 | 459262 | 643512.6444 | 1037554 | 1742909 | 2453743.512 | 3265141.2924 | 3253838.2138 | 3560925.7194 | 4078354.5585 | 4190194.901 | 3910139.833 | 3257794.8756 | 3674937.9185 | 3416062.3334 | 3645295.498 | 3636360.2247 | 3737435.1451 | 3774127.1781 | 3947154.1351 | 3885033.2627 | 3646944.2958 | 3759889.295
[37 empty] | 178560 | 168885 | 173402.562 | 218662.35 | 333694.0624 | 239938.3216 | 256881.3464 | 186791.1141 | 142525.8446 | 140768.3655 | 246964.115 | 297998.1322 | 298127.0762 | 317127.2465 | 342205.5977 | 493213.0662 | 526311.2823 | 495440.1614 | 441555.7139 | 423310.3785
[37 empty] | 0 | 0 | 0 | 0 | 0 | 0 | 0 | 0 | 0 | 0 | 0 | 0 | 0 | 0 | 0 | 0 | 0 | 0 | 0 | 0
[37 empty] | 0 | 0 | 0 | 0 | 0 | 0 | 0 | 0 | 0 | 0 | 0 | 0 | 0 | 0 | 0 | 0 | 0 | 0 | 0 | 0
[37 empty] | 644726 | 1321562 | 1913086.046 | 2725718.4245 | 2623196.7984 | 2874587.0832 | 3310560.4115 | 3539202.2189 | 3365449.5621 | 2900091.4605 | 3205914.5335 | 2881724.0606 | 3136993.5102 | 3112794.706 | 3180955.6415 | 3162115.2288 | 3346945.954 | 3317111.0886 | 3123589.6335 | 3254433.44
[37 empty] | 0 | 0 | 0 | 0 | 0 | 0 | 0 | 0 | 0 | 0 | 0 | 0 | 0 | 0 | 0 | 0 | 0 | 0 | 0 | 0
[37 empty] | 0 | 0 | 0 | 0 | 0 | 0 | 0 | 0 | 0 | 0 | 0 | 0 | 0 | 0 | 0 | 0 | 0 | 0 | 0 | 0
[37 empty] | 5600 | 5600 | 5500 | 5450 | 5565 | 5329.43 | 6487.292 | 7426.4 | 7350 | 8365.13 | 5400 | 5843.206 | 5761.888 | 4187.708 | 5634.491 | 4078.982 | 4351.094 | 4347.814 | 3941.908 | 3575.796
[37 empty] | 34578 | 46576 | 50355.704 | 43120.5149 | 44716.308 | 52714.243 | 40398.25 | 45896.016 | 37916.12 | 22323.384 | 14351.618 | 41519.23 | 23109.6767 | 24096.3045 | 24018.119 | 19205.652 | 21446.081 | 23643.123 | 44004.055 | 41908.825
[37 empty] | 61198 | 99956 | 121406.634 | 58732.79 | 61046.098 | 39706.8616 | 1649.32 | 0.002 | 0.002 | 0 | 0 | 0 | 0 | 0 | 0 | 0 | 0 | 0 | 0 | 0
[37 empty] | 112892 | 100330 | 189992.566 | 213457.213 | 185619.947 | 348649.78 | 462377.9387 | 410879.15 | 356898.3043 | 186246.5356 | 202307.652 | 188977.7047 | 181303.3469 | 178154.2597 | 184621.296 | 95514.2491 | 48099.7238 | 44491.0757 | 33852.9854 | 36660.8555
|  | 0 | 0 | 0 | 0 | 0 | 0 | 0 | 0 | 0 | 0 | 0 | 0 | 0 | 0 | 0 | 0 | 0 | 0 | 0 | 0 | 0 | 0 | 0 | 0 | 0 | 0 | 0 | 0 | 0 | 0 | 0 | 0 | 0 | 0 | 0 | 0 | 0 | 0 | 0 | 0 | 0 | 0 | 0 | 0 | 0 | 0 | 0 | 0 | 0 | 0 | 0 | 0 | 0 | 0 | 0
|  | 0 | 0 | 0 | 0 | 0 | 0 | 0 | 0 | 0 | 0 | 0 | 0 | 0 | 0 | 0 | 0 | 0 | 0 | 0 | 0 | 0 | 0 | 0 | 0 | 0 | 0 | 0 | 0 | 0 | 0 | 0 | 0 | 0 | 0 | 0 | 0 | 0 | 0 | 0 | 0 | 0 | 0 | 0 | 0 | 0 | 0 | 0 | 0 | 0 | 0 | 0 | 0 | 0 | 0 | 0
|  | 0 | 0 | 0 | 8230.2358 | 3732.3162 | 2520.111 | 4232.0851 | 7592.233 | 8570.5039 | 13600.0925 | 38333 | 12500 | 40833 | 61667 | 273612 | 319445 | 551944 | 1016944 | 1176111 | 1381389 | 1105834 | 1308055 | 1361945 | 1630278 | 1226389 | 1328055 | 1469444 | 1336391 | 1136112 | 1364956.3333 | 1370565 | 907562.1894 | 799308 | 842532 | 1118525 | 1112490.5267 | 1429536.6403 | 1629648.155 | 1365647.1513 | 1621993.9161 | 2052812.6557 | 2143339.7089 | 2554223.9835 | 2620874.5934 | 2319676.593 | 2719086.238 | 2882008.9403 | 3224193.3761 | 2568209.4306 | 2765272.7843 | 2792698.176 | 3093543.1655 | 2739831.002 | 3224819.2325 | 3266354.408
|  | 0 | 0 | 0 | 0 | 0 | 0 | 0 | 0 | 0 | 0 | 0 | 0 | 0 | 0 | 0 | 0 | 0 | 0 | 0 | 0 | 0 | 0 | 0 | 0 | 0 | 0 | 278 | 278 | 556 | 638.5191 | 692.9952 | 1294.5611 | 0 | 0 | 0 | 0 | 0 | 0 | 524.9645 | 1213.078 | 3501.744 | 2880.725 | 3149.969 | 3735.6861 | 6631.4189 | 9295.8375 | 8826.1403 | 20390.508 | 56207.9788 | 53269.7892 | 48430.6826 | 27745.3 | 236.3071 | 0 | 0
|  | 0 | 0 | 0 | 0 | 0 | 0 | 0 | 0 | 0 | 0 | 0 | 0 | 0 | 0 | 0 | 0 | 0 | 0 | 0 | 0 | 0 | 0 | 0 | 0 | 0 | 0 | 0 | 278 | 278 | 377.2085 | 692.9952 | 864.0919 | 0 | 0 | 0 | 0 | 0 | 0 | 0 | 0 | 0 | 0 | 0 | 0 | 0 | 0 | 0 | 0 | 0 | 0 | 0 | 0 | 0 | 0 | 0
|  | 0 | 0 | 0 | 0 | 0 | 0 | 0 | 0 | 0 | 0 | 0 | 0 | 0 | 0 | 65556 | 85278 | 258889 | 604444 | 702222 | 854722 | 680556 | 873333 | 871389 | 721389 | 502500 | 493611 | 824444 | 691667 | 627500 | 659961.4171 | 787663.0801 | 698660.7102 | 525758 | 474566 | 553450 | 498880.644 | 645568.0796 | 699126.1952 | 436076.5562 | 613359.8256 | 619960.7169 | 556943.3705 | 810553.9522 | 743643.359 | 566840.7109 | 820357.1743 | 787725.2292 | 849010.1211 | 612469.6273 | 528447.5801 | 535223.1158 | 593094.7122 | 486628.2335 | 676851.8624 | 649457.377
|  | 0 | 0 | 0 | 0 | 0 | 0 | 0 | 0 | 0 | 0 | 0 | 0 | 0 | 0 | 16389 | 21389 | 64722 | 151111 | 161667 | 199722 | 111111 | 111389 | 144167 | 518333 | 380833 | 372222 | 187500 | 158056 | 180278 | 231913.6406 | 131864.9164 | 71797.425 | 120442 | 197880.6833 | 299080.3652 | 240760 | 417910 | 406588.981 | 273016.1902 | 249274.5334 | 334214.7138 | 288188.1185 | 310879.1322 | 335155.2198 | 246720.2415 | 259995.6876 | 288392.8223 | 325759.7543 | 239386.7085 | 320303.0148 | 301181.4932 | 399522.2098 | 312782.5336 | 308438.3215 | 305907.8903
|  | 0 | 0 | 0 | 0 | 0 | 0 | 0 | 0 | 0 | 0 | 0 | 0 | 0 | 0 | 116111 | 113889 | 90000 | 78056 | 88333 | 105278 | 106111 | 95000 | 95833 | 101944 | 88889 | 80000 | 63611 | 40278 | 10278 | 76575.1886 | 72744.9718 | 110307.0525 | 105741 | 73482 | 71170.6348 | 95963 | 44649 | 86485 | 108969.5338 | 143072.71 | 135397.18 | 138057.2368 | 153645.8353 | 152831.75 | 96491.6511 | 131293.3209 | 116542.1299 | 236715.9844 | 109984.1211 | 210954.1545 | 308530.3354 | 323082.1465 | 307765.8071 | 311368.8301 | 323115.3597
[37 empty] | 18089 | 13223 | 27284 | 31516.7731 | 14885.54 | 21925.79 | 29068.915 | 31452.6867 | 9431 | 16210.0365 | 31421.2912 | 28231.1122 | 27085.3429 | 19596.4084 | 18512.2588 | 37669.0186 | 38971.6087 | 36679.5378 | 25639.4946 | 23414.1737
[37 empty] | 77874 | 31426 | 59201 | 77452.7607 | 128187.17 | 113471.39 | 108988.3218 | 122193.1486 | 143400.75 | 80281.6146 | 99872.0296 | 88311.0177 | 209630.6415 | 90387.7128 | 192441.8957 | 270861.3169 | 284110.5378 | 271086.2694 | 285729.3354 | 299701.186
|  | 0 | 0 | 0 | 8230.2358 | 3732.3162 | 2520.111 | 4232.0851 | 7592.233 | 8570.5039 | 13600.0925 | 38333 | 12500 | 40833 | 61667 | 75556 | 98889 | 138333 | 183333 | 223889 | 221667 | 208056 | 228333 | 221389 | 225556 | 191389 | 268333 | 261389 | 230556 | 152222 | 178994.3016 | 178202 | 0 | 0 | 9088 | 33359 | 22074.4342 | 25377.7522 | 24536.0104 | 18872.8926 | 12683.3647 | 281442.4079 | 325945.887 | 332085.2269 | 384184.5914 | 351198.9385 | 431468.5617 | 435395.7965 | 489059.2821 | 428611.0254 | 510438.2588 | 520103.5959 | 520181.9326 | 505958.381 | 502266.2073 | 574962.3041
[37 empty] | 9195 | 12774 | 13157 | 7041.751 | 871.7445 | 11917.3905 | 0 | 46.221 | 42641.325 | 22201.4354 | 24681.634 | 24799.143 | 27475.1614 | 24318.9785 | 24004.1529 | 24871.96 | 26398.8633 | 29586.3213 | 35607.5656 | 36277.8603
[37 empty] | 12879.4342 | 12603.7522 | 11379.0104 | 11831.1416 | 11811.6202 | 269525.0175 | 325945.887 | 332039.0059 | 341543.2664 | 328997.5031 | 406786.9276 | 410596.6535 | 461584.1206 | 404292.047 | 486434.1059 | 495231.6359 | 493783.0692 | 476372.0597 | 466658.6418 | 538684.4438
|  | 0 | 0 | 0 | 0 | 0 | 0 | 0 | 0 | 0 | 0 | 0 | 0 | 0 | 0 | 0 | 0 | 0 | 0 | 0 | 0 | 0 | 0 | 29167 | 63056 | 62778 | 113889 | 132222 | 215278 | 165000 | 216496.0579 | 198704.0413 | 24638.3486 | 47367 | 87515.3167 | 161465 | 254812.4485 | 296031.8084 | 412911.9684 | 528187.014 | 602390.4044 | 678295.8931 | 831324.3711 | 943909.8679 | 1001323.9871 | 1051793.6322 | 1066675.6562 | 1245126.8221 | 1303257.7262 | 1121549.9695 | 1141859.9868 | 1079228.953 | 1229916.8645 | 1126459.7397 | 1425894.0112 | 1412911.4769
[37 empty] | 7371.2485 | 8794.8084 | 8105.5964 | 8497.2804 | 10143.0642 | 169509.6343 | 211874.8878 | 223604.8181 | 231986.3614 | 279025.0464 | 262573.374 | 261544.3535 | 293329.7754 | 263804.8328 | 336546.7501 | 248153.7312 | 329189.2662 | 317581.3731 | 441931.1305 | 330161.4333
[37 empty] | 0 | 0 | 0 | 0 | 0 | 0 | 0 | 0 | 0 | 0 | 0 | 0 | 0 | 0 | 0 | 0 | 0 | 0 | 0 | 0
[37 empty] | 0 | 0 | 0 | 0 | 0 | 0 | 0 | 0 | 0 | 0 | 0 | 0 | 0 | 0 | 0 | 0 | 0 | 0 | 0 | 0
[37 empty] | 197332 | 247619 | 365557.78 | 407035.4018 | 473954.3411 | 359743.6081 | 427701.868 | 525399.7452 | 594598.1514 | 644245.707 | 658692.2551 | 846257.6564 | 842013.0143 | 582342.8597 | 566260.1947 | 572180.7792 | 664170.728 | 656470.7743 | 725525.6482 | 758507.8335
[37 empty] | 13585 | 13207 | 12374 | 90525.3832 | 82702.874 | 97724.3144 | 153187.8225 | 148321.5495 | 147536.5703 | 122626.6422 | 141558.061 | 132930.42 | 163685.0782 | 230310.6551 | 220553.796 | 228129.2457 | 215995.238 | 103350.9327 | 205547.3625 | 270239.747
[37 empty] | 0 | 0 | 0 | 0 | 0 | 0 | 0 | 0 | 0 | 0 | 0 | 0 | 0 | 863.8121 | 0 | 0 | 489.6767 | 441.021 | 404.134 | 369.5977
[37 empty] | 7562 | 7248 | 7424.334 | 4685.55 | 4206.851 | 4028 | 5448.7 | 4100 | 4100 | 0 | 0 | 0 | 0 | 2950.4301 | 6653.7625 | 6645.4406 | 7027.7823 | 34527.5533 | 33503.0891 | 34329.3171
[37 empty] | 14370.2 | 6683 | 6961.498 | 8094.0878 | 6781.09 | 3222.492 | 9026.031 | 2901.073 | 2351.815 | 3738.7927 | 1652.8 | 1881.8493 | 2074.6079 | 38088.1338 | 7828.0412 | 20379.4234 | 8597.2724 | 3385.7963 | 7328.3383 | 9228.3878
[37 empty] | 14592 | 12480 | 12488.76 | 9325.924 | 13626.79 | 7650 | 4821.3 | 0 | 0 | 0 | 0 | 0 | 0 | 0 | 0 | 0 | 0 | 0 | 0 | 0
[37 empty] | 0 | 0 | 0 | 23.3867 | 10975.394 | 36417.8444 | 19263.7617 | 39582.6822 | 20751.089 | 2157.4439 | 2199.1661 | 2512.5429 | 2155.2504 | 3189.2459 | 4017.4424 | 3740.333 | 4446.9009 | 10702.289 | 11654.3085 | 10075.1605
|  | 0 | 0 | 0 | 0 | 0 | 0 | 0 | 0 | 0 | 0 | 0 | 0 | 0 | 0 | 0 | 0 | 0 | 0 | 0 | 0 | 0 | 0 | 0 | 0 | 0 | 0 | 0 | 0 | 0 | 0 | 0 | 0 | 0 | 0 | 0 | 0 | 0 | 0 | 0 | 0 | 0 | 0 | 0 | 0 | 0 | 0 | 0 | 0 | 0 | 0 | 0 | 0 | 0 | 0 | 0
|  | 0 | 0 | 0 | 0 | 0 | 0 | 0 | 0 | 0 | 0 | 0 | 0 | 0 | 0 | 0 | 0 | 0 | 0 | 0 | 0 | 0 | 0 | 0 | 0 | 0 | 0 | 0 | 0 | 0 | 0 | 0 | 0 | 0 | 0 | 0 | 0 | 0 | 0 | 0 | 0 | 0 | 0 | 0 | 0 | 0 | 0 | 0 | 0 | 0 | 0 | 0 | 0 | 0 | 0 | 0
|  | 808333.3333 | 923333.3333 | 1191388.8889 | 1269166.6667 | 1199444.4444 | 1349166.6667 | 1525833.3333 | 1781666.6667 | 2052500 | 1310000 | 2251361 | 2039129 | 1912778 | 2066122 | 1815556 | 2241110 | 2018612 | 2636121.1966 | 2896663.6325 | 2399728.5404 | 3115825.0034 | 3519450.3881 | 3521097.2022 | 4147491.6134 | 3645845.7344 | 4501108.5656 | 4544339.2076 | 3815613.8923 | 3787470.7402 | 4088934.2786 | 5225862.1229 | 4808609.4281 | 4787150.029 | 4944416.0015 | 4647054.8466 | 5578264.7299 | 5464049.453 | 5515515.5774 | 6443852.239 | 7070301.7771 | 8202507.9188 | 7923019.2972 | 8898132.5789 | 9675755.5437 | 9580947.8861 | 9368371.0363 | 9532537.7759 | 9943173.193 | 9586462.2561 | 8997365.9121 | 9583152.4743 | 10945960.7807 | 9724626.6261 | 9780041.4882 | 9842155.8336
|  | 808333.3333 | 923333.3333 | 1191388.8889 | 1269166.6667 | 1199444.4444 | 1349166.6667 | 1525833.3333 | 1781666.6667 | 2052500 | 1310000 | 2251361 | 2039129 | 1912778 | 2066122 | 1814167 | 2233332 | 2010556 | 2627788.1966 | 2885830.6325 | 2389450.5404 | 3104992.0034 | 3507505.3881 | 3507486.2022 | 4135824.6134 | 3635845.7344 | 4490830.5656 | 4532672.2076 | 3795613.8923 | 3766761.4069 | 3882704.3201 | 5069988.8019 | 4701914.9684 | 4738059.6977 | 4761376.6466 | 4533511.5368 | 5402835.0215 | 5340169.0011 | 5348232.9473 | 6199824.1972 | 6831759.318 | 8088596.1109 | 7829182.5523 | 8786144.5449 | 9528288.6525 | 9402042.0568 | 9210902.1914 | 9346743.0063 | 9847756.9942 | 9403634.5214 | 8908231.5675 | 9502065.1169 | 10831087.0281 | 9623224.6234 | 9668091.1215 | 9553754.0152
|  | 0 | 0 | 0 | 0 | 0 | 0 | 0 | 0 | 0 | 0 | 0 | 0 | 0 | 0 | 0 | 0 | 0 | 0 | 0 | 0 | 0 | 0 | 0 | 0 | 0 | 0 | 0 | 0 | 0 | 0 | 0 | 0 | 0 | 0 | 0 | 0 | 0 | 0 | 0 | 0 | 0 | 0 | 0 | 0 | 0 | 0 | 0 | 0 | 0 | 0 | 0 | 0 | 0 | 0 | 0
|  | 56243.6016 | 64245.2686 | 82896.4974 | 29125.8482 | 27525.8071 | 30961.752 | 35016.0395 | 40887.1067 | 47102.4059 | 43951.813 | 51666 | 46944 | 36389 | 40278 | 35000 | 47500 | 40556 | 55000 | 93889 | 68611 | 68056 | 104167 | 58056 | 48333 | 41111 | 19167 | 16944 | 11111 | 0 | 0 | 0 | 0 | 0 | 0 | 0 | 0 | 0 | 0 | 0 | 0 | 0 | 0 | 0 | 0 | 0 | 0 | 0 | 0 | 0 | 0 | 0 | 0 | 0 | 0 | 0
|  | 752089.7317 | 859088.0647 | 1108492.3915 | 1240040.8184 | 1171918.6373 | 1318204.9147 | 1490817.2939 | 1740779.5599 | 2005397.5941 | 1266048.187 | 1051654 | 1116924 | 796389 | 1116950 | 904167 | 1062500 | 839444 | 1205834 | 1218611 | 985555 | 1015000 | 1210000 | 1025555 | 1076944 | 779167 | 670556 | 878333 | 538611 | 858611 | 502750.9995 | 780263.0569 | 1364602.634 | 400459.3413 | 277708.654 | 461077.9748 | 752317.6922 | 533427.1588 | 424479.1896 | 437183.7501 | 478679.5579 | 368787.9599 | 290870.5436 | 379445.1332 | 359419.9475 | 382556.986 | 313774.7777 | 313430.2397 | 268320.2605 | 247943.5261 | 98237.3061 | 108665.895 | 338435.4593 | 397107.1055 | 359844.7469 | 45685.0418
|  | 0 | 0 | 0 | 0 | 0 | 0 | 0 | 0 | 0 | 0 | 1148041 | 859428 | 1063889 | 900838 | 866667 | 1114999 | 1124723 | 961112 | 1220001 | 922778 | 1507215.8107 | 1420848.609 | 1483895.7297 | 1935575.8555 | 1686679.571 | 2510277.8008 | 2366935.1007 | 1684203.731 | 1337695.5302 | 1424788.5048 | 2355211.3629 | 1017844.4485 | 1744066.8453 | 1737628.4345 | 1489074.9599 | 2081238.6109 | 2043147.462 | 2063814.8701 | 2387699.0515 | 2411713.9063 | 2472439.1476 | 2448091.0237 | 2799639.6613 | 3407589.0194 | 3020172.7271 | 2764401.5139 | 2664687.1705 | 2914014.6244 | 2260216.5593 | 1896596.2849 | 1747502.9509 | 2047972.5065 | 1338943.043 | 1547764.0619 | 1782146.9397
|  | 0 | 0 | 0 | 0 | 0 | 0 | 0 | 0 | 0 | 0 | 0 | 0 | 0 | 0 | 0 | 0 | 0 | 0 | 0 | 0 | 0 | 0 | 0 | 0 | 0 | 0 | 0 | 0 | 0 | 0 | 0 | 0 | 0 | 0 | 0 | 0 | 0 | 0 | 0 | 0 | 0 | 0 | 0 | 0 | 0 | 0 | 0 | 0 | 0 | 0 | 0 | 0 | 0 | 0 | 0
[37 empty] | 0 | 0 | 0 | 0 | 0 | 0 | 0 | 0 | 0 | 0 | 0 | 0 | 0 | 0 | 0 | 0 | 0 | 0 | 0 | 0
[37 empty] | 0 | 0 | 0 | 0 | 0 | 0 | 0 | 0 | 0 | 0 | 0 | 0 | 0 | 0 | 0 | 0 | 0 | 0 | 0 | 0
|  | 0 | 0 | 0 | 0 | 0 | 0 | 0 | 0 | 0 | 0 | 0 | 0 | 0 | 0 | 0 | 0 | 0 | 129341.7489 | 89726.7485 | 89212.4868 | 75949.7322 | 113148.4508 | 178073.8889 | 188234.0479 | 192544.3768 | 199088.3642 | 202881.2181 | 222341.9209 | 192887.1872 | 190114.6076 | 203911.054 | 210540.623 | 213994.24 | 209999.58 | 202771.6643 | 222559.6231 | 230710.9263 | 268379.0986 | 274210.2151 | 247991.4042 | 253818.3613 | 274989.8337 | 271041.8225 | 272478.3709 | 275796.4708 | 258151.1593 | 259276.0949 | 277280.0437 | 268626.3065 | 270820.5753 | 260930.3066 | 260492.9761 | 238493.6643 | 241249.2628 | 254700.142
[37 empty] | 423.9795 | 202.5119 | 218.587 | 375.1927 | 0 | 0 | 19235.5 | 7314 | 0 | 0 | 0 | 0 | 0 | 0 | 0 | 0 | 0 | 0 | 0 | 0
[37 empty] | 222135.6436 | 230508.4144 | 268160.5116 | 273835.0224 | 247991.4042 | 253818.3613 | 255754.3337 | 263727.8225 | 272478.3709 | 275796.4708 | 258151.1593 | 259276.0949 | 277280.0437 | 268626.3065 | 270820.5753 | 260930.3066 | 260492.9761 | 238493.6643 | 241249.2628 | 254700.142
|  | 0 | 0 | 0 | 0 | 0 | 0 | 0 | 0 | 0 | 0 | 0 | 0 | 0 | 0 | 0 | 0 | 0 | 271500.4478 | 261935.884 | 320516.0536 | 436548.4606 | 657674.3283 | 761905.5835 | 875349.71 | 923844.1199 | 1070630.5117 | 1054917.8887 | 1321290.2403 | 1357654.6894 | 1641762.143 | 1618369.2806 | 1973936.879 | 2282195.2818 | 2429185.7179 | 2278842.022 | 2230903.0317 | 2384507.4199 | 2453489.5538 | 2950809.9168 | 3544957.7052 | 4845168.0664 | 4665058.7176 | 5168202.8462 | 5316034.0768 | 5569643.1818 | 5703579.8283 | 5935729.7378 | 6213873.1278 | 6450822.0447 | 6386225.1155 | 7111651.7202 | 7834151.5648 | 7346656.3778 | 7234516.9854 | 7141424.0819
[37 empty] | 136147.6525 | 141279.3508 | 164356.4426 | 167834.3686 | 151994.7316 | 155566.0924 | 156752.6561 | 161639.6331 | 167002.8725 | 169036.5466 | 158221.6783 | 158911.1549 | 169945.8332 | 166607.5018 | 167968.432 | 161834.2861 | 161563.0448 | 147918.6239 | 149627.7022 | 157970.2112
[37 empty] | 11003.7025 | 4359.0418 | 2689.3587 | 4720.1666 | 9325.872 | 9849.544 | 8292.3306 | 10311.3448 | 10641.6112 | 7704.7222 | 8742.5 | 8718.3333 | 0 | 0 | 0 | 0 | 0 | 0 | 0 | 0
[37 empty] | 4059.3019 | 2291.3418 | 2836.5281 | 4900.0393 | 15119.37 | 16345.75 | 13541.8832 | 16673.051 | 16646.614 | 12838.3333 | 14337.5 | 14205 | 1707.3425 | 3317.059 | 3371.3086 | 3438.5968 | 3937.2027 | 3770.1169 | 3806.0568 | 3640.0779
[37 empty] | 2013076.2194 | 2140787.5122 | 2186825.5968 | 2647983.1537 | 3246755.0427 | 4554986.8651 | 4457315.1438 | 4943984.1937 | 5084562.0599 | 5344757.5328 | 5484613.1577 | 5716718.5661 | 6009367.1333 | 6250222.1293 | 6194641.428 | 6919526.0026 | 7640864.2814 | 7170960.778 | 7053162.7641 | 6953758.214
[37 empty] | 0 | 0 | 0 | 0 | 0 | 0 | 0 | 0 | 0 | 0 | 0 | 0 | 0 | 0 | 0 | 0 | 0 | 0 | 0 | 0
[37 empty] | 0 | 0 | 0 | 0 | 0 | 0 | 0 | 0 | 0 | 0 | 0 | 0 | 0 | 0 | 0 | 0 | 0 | 0 | 0 | 0
[37 empty] | 0 | 0 | 0 | 0 | 0 | 0 | 0 | 0 | 0 | 0 | 0 | 0 | 0 | 0 | 0 | 0 | 0 | 0 | 0 | 0
[37 empty] | 0 | 26012.4059 | 28559.6052 | 49336.0835 | 18611.2146 | 20120.8292 | 18378.6788 | 22628.2153 | 22020.4059 | 19557.5 | 18965.3996 | 18790.3996 | 13395.6773 | 12790.5056 | 8181 | 14584 | 14021 | 11212.36 | 15817.346 | 14605.1788
[37 empty] | 0 | 0 | 0 | 0 | 0 | 0 | 0 | 0 | 3145.6667 | 5558.6111 | 6519.7222 | 6194.4444 | 7017.5 | 5892.7778 | 0 | 0 | 0 | 0 | 0 | 0
[37 empty] | 66616.1555 | 69777.7674 | 68222.0223 | 76036.1051 | 103151.4743 | 88298.9857 | 10778.0251 | 12966.4083 | 12014.8467 | 10189.9357 | 12179.8704 | 12191.8395 | 12439.6414 | 11992.0713 | 12062.9469 | 12268.8347 | 13766.0359 | 12794.4989 | 12103.1163 | 11450.4001
|  | 0 | 0 | 0 | 0 | 0 | 0 | 0 | 0 | 0 | 0 | 0 | 15833 | 16111 | 8056 | 8333 | 8333 | 5833 | 5000 | 1667 | 2778 | 2222 | 1667 | 0 | 1944 | 3333 | 12222 | 3056 | 7778 | 9444 | 12424 | 10883.2 | 11364 | 692.1111 | 752 | 0 | 0 | 0 | 0 | 0 | 0 | 0 | 0 | 0 | 0 | 0 | 0 | 0 | 0 | 3050 | 9295 | 13728 | 4261 | 5486 | 8098 | 8753
|  | 0 | 0 | 0 | 0 | 0 | 0 | 0 | 0 | 0 | 0 | 0 | 0 | 0 | 0 | 0 | 0 | 0 | 0 | 0 | 0 | 0 | 0 | 0 | 9444 | 9166.6667 | 8888.8889 | 9605 | 10278 | 10469 | 110864.0652 | 101350.8475 | 123626.3838 | 96651.8781 | 106102.2602 | 101744.9158 | 115816.0636 | 148376.0341 | 138070.2351 | 149921.2637 | 148416.7445 | 148382.5758 | 150172.4337 | 167815.0817 | 172767.2379 | 153872.6911 | 170994.9122 | 173619.7634 | 174268.9377 | 172976.0848 | 247057.2858 | 259586.2442 | 345773.5215 | 296538.4328 | 276618.0646 | 321044.8098
|  | 0 | 0 | 0 | 0 | 0 | 0 | 0 | 0 | 0 | 0 | 0 | 0 | 0 | 0 | 1389 | 7778 | 8056 | 8333 | 10833 | 10278 | 10833 | 11945 | 13611 | 11667 | 10000 | 10278 | 11667 | 20000 | 20709.3333 | 206229.9585 | 155873.321 | 106694.4597 | 49090.3314 | 183039.355 | 113543.3098 | 175429.7084 | 123880.4519 | 167282.6302 | 244028.0418 | 238542.4591 | 113911.8079 | 93836.7449 | 111988.0341 | 147466.8912 | 178905.8293 | 157468.8449 | 185794.7697 | 95416.1988 | 182827.7346 | 89134.3445 | 81087.3575 | 114873.7525 | 101402.0027 | 111950.3667 | 288401.8184
|  | 0 | 0 | 0 | 0 | 0 | 0 | 0 | 0 | 0 | 0 | 0 | 0 | 0 | 0 | 0 | 0 | 0 | 0 | 0 | 0 | 0 | 0 | 0 | 0 | 0 | 0 | 0 | 0 | 0 | 0 | 0 | 0 | 0 | 0 | 0 | 0 | 0 | 0 | 0 | 0 | 0 | 0 | 0 | 0 | 0 | 0 | 0 | 0 | 0 | 0 | 0 | 0 | 0 | 0 | 0
|  | 0 | 0 | 0 | 0 | 0 | 0 | 0 | 0 | 0 | 0 | 0 | 0 | 0 | 0 | 0 | 0 | 0 | 0 | 0 | 0 | 0 | 0 | 0 | 0 | 0 | 0 | 0 | 0 | 0 | 0 | 0 | 0 | 0 | 0 | 0 | 0 | 0 | 0 | 0 | 0 | 0 | 0 | 0 | 0 | 0 | 0 | 0 | 0 | 0 | 0 | 0 | 0 | 0 | 0 | 0
|  | 0 | 0 | 0 | 0 | 0 | 0 | 0 | 0 | 0 | 0 | 0 | 0 | 0 | 0 | 1389 | 7778 | 8056 | 8333 | 10833 | 10278 | 10833 | 11945 | 13611 | 11667 | 10000 | 10278 | 11667 | 10556 | 10076.6667 | 21159.2667 | 11544.3111 | 8088.7778 | 6733.2222 | 19008 | 44.3427 | 0 | 0 | 0 | 0 | 0 | 15364 | 0 | 0 | 0 | 0 | 0 | 0 | 0 | 0 | 0 | 0 | 0 | 0 | 0 | 0
|  | 0 | 0 | 0 | 0 | 0 | 0 | 0 | 0 | 0 | 0 | 0 | 0 | 0 | 0 | 0 | 0 | 0 | 0 | 0 | 0 | 0 | 0 | 0 | 0 | 0 | 0 | 0 | 0 | 0 | 153664.6015 | 101942.7244 | 40852.8055 | 1388.3504 | 112760.9 | 78442.6573 | 132029 | 76733 | 120387 | 194108 | 188554 | 25834 | 23205 | 48739 | 77273 | 117887.2222 | 94006.9444 | 115921.1111 | 20674.7222 | 111500.8333 | 31522 | 13884 | 17396 | 12320 | 14126.6272 | 12402
|  | 0 | 0 | 0 | 0 | 0 | 0 | 0 | 0 | 0 | 0 | 0 | 0 | 0 | 0 | 0 | 0 | 0 | 0 | 0 | 0 | 0 | 0 | 0 | 0 | 0 | 0 | 0 | 0 | 0 | 0 | 11000 | 0 | 0 | 0 | 0 | 0 | 0 | 0 | 0 | 0 | 0 | 0 | 0 | 0 | 0 | 0 | 0 | 0 | 0 | 0 | 0 | 0 | 0 | 0 | 0
[37 empty] | 0 | 0 | 0 | 0 | 0 | 0 | 0 | 0 | 0 | 0 | 0 | 0 | 0 | 0 | 0 | 0 | 0 | 0 | 0 | 0
[37 empty] | 0 | 0 | 0 | 0 | 0 | 0 | 0 | 0 | 0 | 0 | 0 | 0 | 0 | 0 | 0 | 0 | 0 | 0 | 0 | 0
|  | 0 | 0 | 0 | 0 | 0 | 0 | 0 | 0 | 0 | 0 | 0 | 0 | 0 | 0 | 0 | 0 | 0 | 0 | 0 | 0 | 0 | 0 | 0 | 0 | 0 | 0 | 0 | 0 | 0 | 0 | 0 | 0 | 0 | 0 | 0 | 21674.4112 | 31381.8313 | 32806.6302 | 35530.0418 | 34228.4591 | 36650.8079 | 37965.7449 | 36486.5341 | 33571.0502 | 32363.378 | 33868.643 | 31949.44 | 31814.947 | 30923.476 | 31546.3445 | 34424.3575 | 46157.7525 | 38878.5627 | 41746.0827 | 39788.1193
[37 empty] | 21674.4112 | 31381.8313 | 32806.6302 | 35530.0418 | 34228.4591 | 36650.8079 | 37965.7449 | 36486.5341 | 33571.0502 | 32363.378 | 33868.643 | 31949.44 | 31814.947 | 30923.476 | 31546.3445 | 34424.3575 | 46157.7525 | 38878.5627 | 41746.0827 | 39788.1193
[37 empty] | 0 | 0 | 0 | 0 | 0 | 0 | 0 | 0 | 0 | 0 | 0 | 0 | 0 | 0 | 0 | 0 | 0 | 0 | 0 | 0
|  | 0 | 0 | 0 | 0 | 0 | 0 | 0 | 0 | 0 | 0 | 0 | 0 | 0 | 0 | 0 | 0 | 0 | 0 | 0 | 0 | 0 | 0 | 0 | 0 | 0 | 0 | 0 | 9444 | 10632.6667 | 16111.1111 | 17351.625 | 42029.5035 | 25924.4274 | 34932.1 | 19416.3111 | 5139 | 0 | 0 | 0 | 0 | 19206 | 17185 | 8874.5 | 20497.841 | 16211.4391 | 13913.9835 | 23532.9446 | 27293.2556 | 22785.4253 | 20026 | 17206 | 24931 | 25869.44 | 39314.6569 | 229493.6991
[37 empty] | 0 | 0 | 0 | 0 | 0 | 0 | 0 | 0 | 0 | 0 | 0 | 0 | 0 | 0 | 0 | 0 | 0 | 0 | 0 | 0
[37 empty] | 0 | 0 | 0 | 0 | 0 | 0 | 0 | 0 | 0 | 0 | 0 | 0 | 0 | 0 | 0 | 0 | 0 | 0 | 0 | 0
[37 empty] | 0 | 0 | 0 | 0 | 0 | 0 | 0 | 0 | 0 | 0 | 0 | 0 | 0 | 0 | 0 | 0 | 0 | 0 | 0 | 0
[37 empty] | 5139 | 0 | 0 | 0 | 0 | 19206 | 17185 | 8874.5 | 20497.841 | 16211.4391 | 13913.9835 | 23532.9446 | 27293.2556 | 22785.4253 | 20026 | 17206 | 24931 | 25869.44 | 39314.6569 | 229493.6991
[37 empty] | 0 | 0 | 0 | 0 | 0 | 0 | 0 | 0 | 0 | 0 | 0 | 0 | 0 | 0 | 0 | 0 | 0 | 0 | 0 | 0
[37 empty] | 0 | 0 | 0 | 0 | 0 | 0 | 0 | 0 | 0 | 0 | 0 | 0 | 0 | 0 | 0 | 0 | 0 | 0 | 0 | 0
[37 empty] | 0 | 0 | 0 | 0 | 0 | 0 | 0 | 0 | 0 | 0 | 0 | 0 | 0 | 0 | 0 | 0 | 0 | 0 | 0 | 0
[37 empty] | 0 | 0 | 0 | 0 | 0 | 0 | 0 | 0 | 0 | 0 | 0 | 0 | 0 | 0 | 0 | 0 | 0 | 0 | 0 | 0
[37 empty] | 0 | 0 | 0 | 0 | 0 | 0 | 0 | 0 | 0 | 0 | 0 | 0 | 0 | 0 | 0 | 0 | 0 | 0 | 0 | 0
[37 empty] | 0 | 0 | 0 | 0 | 0 | 0 | 0 | 0 | 0 | 0 | 0 | 0 | 0 | 0 | 0 | 0 | 0 | 0 | 0 | 0
|  | 0 | 0 | 0 | 0 | 0 | 0 | 0 | 0 | 0 | 0 | 0 | 0 | 0 | 0 | 0 | 0 | 0 | 0 | 0 | 0 | 0 | 0 | 0 | 0 | 0 | 0 | 0 | 0 | 0 | 0 | 0 | 0 | 0 | 0 | 0 | 0 | 0 | 0 | 0 | 0 | 0 | 0 | 0 | 0 | 0 | 0 | 0 | 0 | 0 | 0 | 0 | 0 | 0 | 0 | 0
|  | 0 | 0 | 0 | 0 | 0 | 0 | 0 | 0 | 0 | 0 | 0 | 0 | 0 | 0 | 0 | 0 | 0 | 0 | 0 | 0 | 0 | 0 | 0 | 0 | 0 | 0 | 0 | 0 | 0 | 15294.9793 | 14034.6605 | 15723.373 | 15044.3314 | 16338.355 | 15639.9987 | 16587.2972 | 15765.6206 | 14089 | 14390 | 15760 | 16857 | 15481 | 17888 | 16125 | 12443.79 | 15679.274 | 14391.274 | 15633.274 | 17618 | 6040 | 15573 | 26389 | 24334 | 16763 | 6718
[37 empty] | 0 | 0 | 0 | 0 | 0 | 0 | 0 | 0 | 0 | 0 | 0 | 0 | 0 | 0 | 0 | 0 | 0 | 0 | 0 | 0
|  | 0 | 0 | 0 | 0 | 0 | 0 | 0 | 0 | 0 | 0 | 0 | 0 | 0 | 0 | 0 | 0 | 0 | 0 | 0 | 0 | 0 | 0 | 0 | 0 | 0 | 0 | 0 | 0 | 0 | 0 | 0 | 0 | 0 | 0 | 0 | 0 | 0 | 0 | 0 | 0 | 0 | 0 | 0 | 0 | 0 | 0 | 0 | 0 | 0 | 0 | 0 | 0 | 0 | 0 | 0
|  | 168972 | 190835 | 416888 | 436779 | 261415 | 289918 | 325637 | 339278 | 398945 | 417220 | 440834 | 452585 | 535918 | 542193 | 569249 | 647861 | 673335 | 711529 | 808719.25 | 847385.23 | 886564.91 | 1044892.72 | 1009802.43 | 1153478.82 | 1051801.4367 | 1174655.5189 | 1475728.72 | 1509838.5819 | 1605134.5024 | 1499776.4386 | 1647815.4368 | 1063629.2678 | 1092284.2551 | 1398103.621 | 1530715.8084 | 2245120.6664 | 2310536.7238 | 2410185.1964 | 2879305.5086 | 2758308.5561 | 3365278.7315 | 3438976.4419 | 3552599.726 | 3574530.6206 | 3260582.74 | 3638592.1677 | 3531327.7349 | 3644053.6356 | 3465328.187 | 3463594.5361 | 3439871.3754 | 3787213.9955 | 3353485.7929 | 3013004.9902 | 3094055.7119
|  | 0 | 0 | 0 | 0 | 0 | 0 | 0 | 0 | 0 | 0 | 0 | 0 | 0 | 0 | 0 | 0 | 0 | 0 | 0 | 0 | 0 | 0 | 0 | 0 | 0 | 0 | 0 | 0 | 0 | 0 | 0 | 0 | 0 | 0 | 0 | 0 | 0 | 0 | 0 | 0 | 0 | 0 | 0 | 0 | 0 | 0 | 0 | 0 | 0 | 0 | 0 | 0 | 0 | 0 | 0
|  | 1370834 | 1567748 | 1852695 | 1980749 | 2023168 | 2279610 | 2580224 | 3053472 | 3509583 | 3664252 | 3846333 | 3942054 | 4652138 | 4708946 | 4915751 | 5627417 | 5880832 | 6225971 | 6181558.75 | 6435947.77 | 7015102.09 | 8341218.28 | 8032697.57 | 8940965.18 | 8720420.23 | 9726455.37 | 12361932.28 | 10996893.6057 | 11507335.786 | 11766838.9079 | 11580408.6861 | 12305384.3497 | 12193820.774 | 13107472.3805 | 14092594.0382 | 14168806.8549 | 14455855.3695 | 14416928.4181 | 15632886.7939 | 16693276.6933 | 18361244.3666 | 18353521.577 | 19585147.5463 | 20000042.6621 | 18485235.3931 | 19228741.1491 | 20109037.8427 | 20843930.287 | 19865324.805 | 19827631.2964 | 19981408.0609 | 21851739.8144 | 19773817.2442 | 19317389.1725 | 19543827.4437